## Bestillingsliste
| Innkjøpsordre |  |  |  |  | HW_Bestillingsmal_NO_AS | VEILEDNING
| * må fylles ut |  |  |  |  | v1.2.2
| Ordreinformasjon | [5 empty] | 1. Fyll ut blå felter. Alle felter som er merket med rød stjerne må fylles ut.
2. Legg varer i handlekurv ved å skrive inn antall i blå felter i arket "Handlekurv".
* | Kundens bestillingsreferanse (merking) |  | * | Forretningsadresse |  |  | 3. Det er ikke mulig å fylle ut bestillingsliste manuelt.
4. Sjekk at bestillingliste stemmer.
5. Lagre filen og send den som vedlegg i en epost til nordic.orders@honeywell.com.
* | Kundens navn (firmanavn) |  | * | Postnummer | * | By
Bestillingsliste
* | Kundenummer | [5 empty] | Artikkelnummer | Antall | Beskrivelse
| Dersom du ikke vet kundenummeret ditt, vær så snill å ta kontakt med ordrekontoret før du sender ordre! |  |  | Ordrebekreftelse sendes til:
* | Organisasjonsnummer |  |  | E-postaddresse 1
| Prosjektnavn |  |  | E-postaddresse 2
* | Avtalt tilbudspris? Hvis ja, oppgi tilbudsnummer |  |  | Ønsket leveringsdato
(hvis annen enn "så snart som mulig")
* | Selger som ga deg tilbudspris |  |  | Riktig datoformat:
|  |  |  | 2022-01-31 | = den 31. januar 2022
Leveringsaddresse
| Ønsker du å hente på lageret vårt? | NEI | * | Leveringssted (firmanavn)
| Levering til byggeplass? | NEI
|  |  | * | Adresselinje 1 (gate og husnummer)
| Samlet levering? | NEI
| OBS: Samlet levering kan forårsake store forsinkelser! Vi anbefaler at du ikke velger samlet levering med mindre det er absolutt nødvendig og ordre er liten. |  |  | Adresselinje 2 (ikke obligatorisk)
| Kontaktperson levering: |  | * | Postnummer | * | By
* | Navn |  | * | Land
Norge (med Svalbard)
* | Telefonnummer |  | NB: Hvis du ønsker ekspresslevering, vær så snill å høre med ordrekontoret fordi de må sjekke om det er mulig for bestillingen din! Ekspresslevering koster ekstra avhengig av leveringsadresse, pakkens størrelse og vekt. Det er ikke mulig å levere batterier eller veldig store produkter (f.eks. rør) på den måten.
Kommentarer / andre opplysninger
OBS! Kommentarer forårsaker lengre behandlingstid.

## Handlekurv
| Listen kan filtreres ved å klikke på | Listepriser gjeldende per mars 2023. Din rabattsats vil benyttes når ordre blir registrert i systemet vårt.
Kategori | Gruppe | Artikkelnummer | Antall | Beskrivelse | Listepris
BRANNALARM | Addreserbare Systemer | 251611.01 |  | Delta komm.interf. m/eBus/al.kort | 18554
BRANNALARM | Addreserbare Systemer | 251647 |  | Delta avstillingspanel brannalarm | 2188
BRANNALARM | Addreserbare Systemer | 271150.1 |  | Delta OP+ m/eBus, Norsk | 13228
BRANNALARM | Addreserbare Systemer | 271240 |  | Delta OP+ innfelt m/eBus, Norsk | 17528
BRANNALARM | Addreserbare Systemer | 271250.1 |  | Delta OP+ repeater m/eBus, Norsk | 13228
BRANNALARM | Addreserbare Systemer | 271280 |  | Delta kontrollpanel+ m/eBus Norsk | 13228
BRANNALARM | Addreserbare Systemer | 271800.1 |  | Delta DA Quad+ m/eBus | 14881
BRANNALARM | Addreserbare Systemer | 271801.21 |  | Delta Compact Quad+ 2sl m/eBus N | 31417
BRANNALARM | Addreserbare Systemer | 271801.4 |  | Delta Compact Quad+ 4sl m/eBus N | 44645
BRANNALARM | Addreserbare Systemer | 271807.18 |  | Delta bisentral Quad+ 18Ah m/eBus | 40512
BRANNALARM | Addreserbare Systemer | 271807.2 |  | Delta bisentral Quad+ 2sl m/eBus | 21497
BRANNALARM | Addreserbare Systemer | 271807.4 |  | Delta bisentral Quad+ 4sl m/eBus | 38032
BRANNALARM | Addreserbare Systemer | SG-901-HLS |  | Delta avstillingspanel | 3142
BRANNALARM | Addreserbare Systemer | SG-903-HLS |  | Monteringsramme for veggboks | 461
BRANNALARM | Addreserbare Systemer Detektor IQ8 | 802171 |  | Det. varme adr. IQ8 maks T max | 1156
BRANNALARM | Addreserbare Systemer Detektor IQ8 | 802177 |  | Det. varme adr. IQ8Quad maks BS | 1156
BRANNALARM | Addreserbare Systemer Detektor IQ8 | 802271 |  | Det. varme adr. IQ8 diff. T | 1156
BRANNALARM | Addreserbare Systemer Detektor IQ8 | 802371 |  | Det. røyk. adr. IQ8 O | 1125
BRANNALARM | Addreserbare Systemer Detektor IQ8 | 802373 |  | Det. multik. adr. IQ8 optisk/termisk, OT | 1258
BRANNALARM | Addreserbare Systemer Detektor IQ8 | 802374 |  | Det. multik. adr. IQ8 opt, opt/term, O2T | 1290
BRANNALARM | Addreserbare Systemer Detektor IQ8 | 802375 |  | Det. multik. adr. IQ8 OT blue | 1538
BRANNALARM | Addreserbare Systemer Detektor IQ8 | 802379 |  | IQ8Quad kanaldetektor OTblue | 3142
BRANNALARM | Addreserbare Systemer Detektor IQ8 | 802382 |  | Det. røyk. adr. IQ8 O summer | 1885
BRANNALARM | Addreserbare Systemer Detektor IQ8 | 802383 |  | Det. multik. adr. IQ8 O2T/Flash | 2812
BRANNALARM | Addreserbare Systemer Detektor IQ8 | 802384 |  | Det. multik. adr. IQ8 O2T/summer | 2018
BRANNALARM | Addreserbare Systemer Detektor IQ8 | 802385 |  | Det. røyk. adr. IQ8Quad flash/ sum. | 4134
BRANNALARM | Addreserbare Systemer Detektor IQ8 | 802473 |  | Det. multik. adr. IQ8 OTG | 2480
BRANNALARM | Addreserbare Systemer Detektor IQ8 | 803171 |  | Det. varme adr. IQ8Quad A1S Ltemp.inst | 1654
BRANNALARM | Addreserbare Systemer Detektor IQ8 | 802385.N0 |  | IQ8Quad O²T med flash og tale | 4299
BRANNALARM | Addreserbare Systemer Detektor IQ8 | 802385.SV98 |  | Det. røyk. adr.IQ8Quad flash/tale(Spes) | 5669
BRANNALARM | Addreserbare Systemer Detektor IQ8 Sokkel | 805590 |  | Sokkel IQ8 | 165
BRANNALARM | Addreserbare Systemer Detektor IQ8 Sokkel | 805591 |  | Sokkel IQ8 relé for NO | 1091
BRANNALARM | Addreserbare Systemer Detektor IQ8 Sokkel | 805591.01 |  | Sokkel IQ8 relé for NC | 1091
BRANNALARM | Addreserbare Systemer Reservedel | 251247.1 |  | Delta DA Apollo m/eBus | 14881
BRANNALARM | Addreserbare Systemer Reservedel | 251380.10 |  | Delta DA Quad termineringssett | 408
BRANNALARM | Addreserbare Systemer Reservedel | 271560.101 |  | Delta+ Compact front m/eBus kompl. NO | 27497
BRANNALARM | Addreserbare Systemer Reservedel | 21984-L6 |  | Delta Compact batteribrakett 7,2Ah | 724
BRANNALARM | Addreserbare Systemer Tilbehør | 21980.300 |  | Delta Compact bi-skap m/lås | 5805
BRANNALARM | Addreserbare Systemer Tilbehør | 21980.400 |  | Delta Compact bi-skap | 6443
BRANNALARM | Addreserbare Systemer Tilbehør | 30687.001 |  | Delta Comp. batterikabel | 1156
BRANNALARM | Addreserbare Systemer Tilbehør | 30687.003 |  | Delta DA/OP cable HW/24V Comp | 1323
BRANNALARM | Addreserbare Systemer Tilbehør | 30687.008 |  | Delta DA/OP ribbon cable RS 232 | 1654
BRANNALARM | Addreserbare Systemer Tilbehør | 234812 |  | Man. melder sabotasjesikr.m/sirene | 5412
BRANNALARM | Addreserbare Systemer Tilbehør | 235560 |  | Beskyttelsesgitter for det. DCG/01 | 827
BRANNALARM | Addreserbare Systemer Tilbehør | 235562 |  | Sokkel tett underlagsboks S65/XP95/Disc | 1035
BRANNALARM | Addreserbare Systemer Tilbehør | 235565 |  | Sokkel Apollo XP95/S65 påbygning (10mm) | 186
BRANNALARM | Addreserbare Systemer Tilbehør | 235750.010 |  | Delta OP/DA - eNode kabel | 2074
BRANNALARM | Addreserbare Systemer Tilbehør | 251060.700 |  | Delta Compact tegningsskap | 4961
BRANNALARM | Addreserbare Systemer Tilbehør | 251249 |  | Delta DA/OP eBus kit | 3307
BRANNALARM | Addreserbare Systemer Tilbehør | 251261.100 |  | Delta/ANX95 ombygningskit | 7276
BRANNALARM | Addreserbare Systemer Tilbehør | 251373 |  | Delta OP/Compact Kit for al.overf. | 2480
BRANNALARM | Addreserbare Systemer Tilbehør | 259525.01 |  | Skilt detektornr. 01.001-01.126 | 165
BRANNALARM | Addreserbare Systemer Tilbehør | 259525.02 |  | Skilt detektornr. 02.001-02.126 | 165
BRANNALARM | Addreserbare Systemer Tilbehør | 259525.03 |  | Skilt detektornr. 03.001-03.126 | 165
BRANNALARM | Addreserbare Systemer Tilbehør | 259525.04 |  | Skilt detektornr. 04.001-04.126 | 165
BRANNALARM | Addreserbare Systemer Tilbehør | 259525.05 |  | Skilt detektornr. 05.001-05.126 | 165
BRANNALARM | Addreserbare Systemer Tilbehør | 259525.06 |  | Skilt detektornr. 06.001-06.126 | 165
BRANNALARM | Addreserbare Systemer Tilbehør | 259525.07 |  | Skilt detektornr. 07.001-07.126 | 165
BRANNALARM | Addreserbare Systemer Tilbehør | 259525.08 |  | Skilt detektornr. 08.001-08.126 | 165
BRANNALARM | Addreserbare Systemer Tilbehør | 259525.09 |  | Skilt detektornr. 09.001-09.126 | 165
BRANNALARM | Addreserbare Systemer Tilbehør | 259525.10 |  | Skilt detektornr. 10.001-10.126 | 165
BRANNALARM | Addreserbare Systemer Tilbehør | 259525.11 |  | Skilt detektornr. 11.001-14.126 | 661
BRANNALARM | Addreserbare Systemer Tilbehør | 259525.15 |  | Skilt detektornr. 15.001-20.126 | 827
BRANNALARM | Addreserbare Systemer Tilbehør | 259525.21 |  | Skilt detektornr. 21.001-30.126 | 1654
BRANNALARM | Addreserbare Systemer Tilbehør | 259525.31 |  | Skilt detektornr. 31.001-40.126 | 1654
BRANNALARM | Addreserbare Systemer Tilbehør | 259525.41 |  | Skilt detektornr. 41.001-50.126 | 1654
BRANNALARM | Addreserbare Systemer Tilbehør | 259525.51 |  | Skilt detektornr. 51.001-70.126 | 3307
BRANNALARM | Addreserbare Systemer Tilbehør | 259525.71 |  | Skilt detektornr. 71.001-100.126 | 3307
BRANNALARM | Addreserbare Systemer Tilbehør | 772586 |  | Delta OP main board | 6028
BRANNALARM | Addreserbare Systemer Tilbehør | 781550 |  | Det. IQ8 ballgitter | 992
BRANNALARM | Addreserbare Systemer Tilbehør | 788600 |  | Modul Esser boks for adr. enh. 808617 | 808
BRANNALARM | Addreserbare Systemer Tilbehør | 788655 |  | FCT Transponder boks IP55 | 2742
BRANNALARM | Addreserbare Systemer Tilbehør | 789862.1 |  | Field bus interface PLus | 4728
BRANNALARM | Addreserbare Systemer Tilbehør | 801824 |  | Parelellampe IQ8 red. strømtrekk | 549
BRANNALARM | Addreserbare Systemer Tilbehør | 09-BNYCKEL |  | Brannmannsnøkkel spes.versjon | 456
BRANNALARM | Addreserbare Systemer Tilbehør | 10340/1 |  | Brannmannsnøkkel | 74
BRANNALARM | Addreserbare Systemer Tilbehør | SG-01 |  | NØKKELBRYTER FOR SPRINKLERUTKOBLERE | 3688
BRANNALARM | Addreserbare Systemer Tilbehør | USB-COM CBL/25CM |  | DELTACO UC-232B9 - SERIELL ADAPTER - USB | 556
BRANNALARM | Adresserbare systemer Alarmorganer | 806201 |  | Signal IQ8Alarm IP56 bakb. hvit | 412
BRANNALARM | Adresserbare systemer Alarmorganer | 806202 |  | Signal IQ8 alarm, IP56 base rød | 412
BRANNALARM | Adresserbare systemer Alarmorganer | 807205R |  | Signal IQ8 alarm+, sløyfesummer rød | 3307
BRANNALARM | Adresserbare systemer Alarmorganer | 807205W |  | Signal IQ8+ alarm, sløyfesummer hvit | 3307
BRANNALARM | Adresserbare systemer Alarmorganer | 807214RR |  | Signal optisk IQ8Alarm Plus, rød EN54-23 | 3803
BRANNALARM | Adresserbare systemer Alarmorganer | 807214WW |  | Signal optisk IQ8Alarm Plus hvit EN54-23 | 3803
BRANNALARM | Adresserbare systemer Alarmorganer | 807224RR |  | IQ8Alarm+,flash & summer,rød m/rød flash | 4134
BRANNALARM | Adresserbare systemer Alarmorganer | 807224RW |  | IQ8Alarm+,flash &summer,rød m/hvit flash | 4134
BRANNALARM | Adresserbare systemer Alarmorganer | 807322W.SV99 |  | IQ8Alarm Plus voice sounder white | 6162
BRANNALARM | Adresserbare systemer Alarmorganer | 807372RR.N0 |  | Signal IQ8 alarm+ F/Sp Nordisk | 6029
BRANNALARM | Adresserbare systemer Manuell melder | 761694 |  | Man. melder IQ8 tett stor | 30193
BRANNALARM | Adresserbare systemer Manuell melder | 804906 |  | Adresserbart IQ8 tryk med relæ | 2188
BRANNALARM | Adresserbare systemer Manuell melder | 804956 |  | IQ8 Manuell melder med rele | 3063
BRANNALARM | Adresserbare systemer Manuell melder | 804961 |  | Man. melder IQ8 IP66/67 | 5787
BRANNALARM | Adresserbare systemer Manuell melder | 804971 |  | Man. melder IQ8 m/isolator | 1258
BRANNALARM | Adresserbare systemer Manuell melder Tilbehør | 259561.10 |  | Man. melder IQ8 tett bakboks m/nipler | 544
BRANNALARM | Adresserbare systemer Manuell melder Tilbehør | 704904 |  | MCP housing, large, green, | 390
BRANNALARM | Adresserbare systemer Manuell melder Tilbehør | 704910 |  | Reserveglass stor MCP pk á 10 | 211
BRANNALARM | Adresserbare systemer Manuell melder Tilbehør | 704950 |  | Ramme for IQ8 Manuell melder Rød | 280
BRANNALARM | Adresserbare systemer Manuell melder Tilbehør | 704952 |  | Man. melder Esser gul front | 331
BRANNALARM | Adresserbare systemer Manuell melder Tilbehør | 704954 |  | Man. melder Esser grønn front | 331
BRANNALARM | Adresserbare systemer Manuell melder Tilbehør | 704955 |  | Grå ramme for MCP ”Small Design” | 632
BRANNALARM | Adresserbare systemer Manuell melder Tilbehør | 704960 |  | Man. melder IQ8 glass m/logo, pk á 10 | 434
BRANNALARM | Adresserbare systemer Manuell melder Tilbehør | 704964 |  | Man. melder IQ8 glass resetbart10pk | 463
BRANNALARM | Adresserbare systemer Manuell melder Tilbehør | 704965 |  | Man. melder IQ8, vippelokk | 248
BRANNALARM | Adresserbare systemer Manuell melder Tilbehør | 704966 |  | Man. melder IQ8 testnøkkel (10stk) | 612
BRANNALARM | Adresserbare systemer Manuell melder Tilbehør | 704967 |  | Man. melder IQ8 innfellingsr. | 331
BRANNALARM | Adresserbare systemer Manuell melder Tilbehør | 704975 |  | Man. melder IQ8 glass, Neutral pk á 10 | 848
BRANNALARM | Adresserbare systemer Manuell melder Tilbehør | 704980 |  | Man. melder IQ8 bakboks | 133
BRANNALARM | Adresserbare systemer Manuell melder Tilbehør | 704982 |  | Man. melder Esser gul bakboks | 165
BRANNALARM | Adresserbare systemer Manuell melder Tilbehør | 704984 |  | Man. melder Esser grønn bakboks | 165
BRANNALARM | Adresserbare systemer Manuell melder Tilbehør | 769916 |  | Service nøgle til IQ8 stort MCP | 35
BRANNALARM | Adresserbare systemer Tilbehør | 243213.01 |  | Sokkel brakett datagulv | 331
BRANNALARM | Adresserbare systemer Tilbehør | 243252 |  | Skilt "Brann over himling" | 222
BRANNALARM | Adresserbare systemer Tilbehør | 251454 |  | Verkt. Eltek detektorprogrammerer EDP | 4961
BRANNALARM | Adresserbare systemer Tilbehør | 251454.01 |  | KABELKIT DUO | 1714
BRANNALARM | Adresserbare systemer Tilbehør | 251577 |  | Det. heisanordning | 7511
BRANNALARM | Adresserbare systemer Tilbehør | 251595.01 |  | DIN-RAIL INTERFACE ENCLOSURE 4 | 749
BRANNALARM | Adresserbare systemer Tilbehør | 251595.02 |  | DIN-RAIL INTERFACE ENCLOSURE 10 | 7308
BRANNALARM | Adresserbare systemer Tilbehør | 259507 |  | Man. melder værhus IP43 alle | 3563
BRANNALARM | Adresserbare systemer Tilbehør | 259529 |  | Sokkel varmeelement 2,8W/24V u/termost. | 1156
BRANNALARM | Adresserbare systemer Tilbehør | 788612 |  | Isolator for Esser transponder | 546
BRANNALARM | Adresserbare systemer Tilbehør | 788650.10 |  | Modul Esser transponder kapsling/boks | 496
BRANNALARM | Adresserbare systemer Tilbehør | 789863 |  | USB cable | 896
BRANNALARM | Adresserbare systemer Tilbehør | 805570 |  | IP beskyttelse for det. universal pk á10 | 1391
BRANNALARM | Adresserbare systemer Tilbehør | 805571 |  | Sokkel IQ8Quad for innfelling | 430
BRANNALARM | Adresserbare systemer Tilbehør | 805572 |  | Det. IQ8Quad tett underlagsboks | 398
BRANNALARM | Adresserbare systemer Tilbehør | 805573 |  | Q8Quad IP43 beskyttelse 5pak | 773
BRANNALARM | Adresserbare systemer Tilbehør | 805576 |  | Sokkel IQ8 skiltplate pk á 10 | 155
BRANNALARM | Adresserbare systemer Tilbehør | 805577 |  | Det. IQ8Quad Himlingsadapter pk á 10 stk | 618
BRANNALARM | Adresserbare systemer Tilbehør | 805588 |  | Det. støvd. IQ8 f/det. u/alarm, pk á 50 | 310
BRANNALARM | Adresserbare systemer Tilbehør | 805589 |  | Det. støvd. IQ8 f/det. m/alarm pk á 50 | 310
BRANNALARM | Adresserbare systemer Tilbehør | M200SMB |  | KAPSLING FOR FCT IO-ENHET | 547
BRANNALARM | Adresserbare systemer Tilbehør | SMB6-V0 |  | Monteringsboks for 6 stk IQ8FCT XS | 1643
BRANNALARM | Adresserbare systemer Tilbehør | STI/BS |  | FIRE PROTECTIVE COVER breakseal 10pcs | 335
BRANNALARM | Adresserbare systemer Trådløst | 805593.10 |  | Trådl. IQ8 detektor base | 5125
BRANNALARM | Adresserbare systemer Trådløst | 805594.10 |  | Trådl. IQ8 Gateway | 6448
BRANNALARM | Adresserbare systemer Trådløst | 805595.10 |  | Trådl. IQ8 transponder | 6448
BRANNALARM | Adresserbare systemer Trådløst | 805597 |  | Trådl. IQ8 batteripakke 4x3,6V | 1198
BRANNALARM | Adresserbare systemer Trådløst | 805601.10 |  | Trådl. IQ8 univers. interface rød | 6448
BRANNALARM | Adresserbare systemer Trådløst | 805602.10 |  | Trådl. IQ8 univ. interface hvit | 6448
BRANNALARM | Adresserbare systemer Trådløst | 805603 |  | Trådl. IQ8 mont ram. IQ8Al rød/hv | 827
BRANNALARM | Adresserbare systemer Trådløst | 805604 |  | Trådl. IQ8 mont ram. IQ8Quad hvit | 827
BRANNALARM | Adresserbare systemer Transpondere | 256030 |  | Key for keysafe | 2843
BRANNALARM | Adresserbare systemer Transpondere | 788603.10 |  | Modul Esser DIN ramme til 4/2 | 706
BRANNALARM | Adresserbare systemer Transpondere | 808606 |  | IQ8FCT IO-ENHET | 1654
BRANNALARM | Adresserbare systemer Transpondere | 808610.10 |  | Modul Esser transponder 12 releer | 5787
BRANNALARM | Adresserbare systemer Transpondere | 808621 |  | IQ8FCT LP | 3673
BRANNALARM | Adresserbare systemer Transpondere | 808623 |  | Esser transponder 4inn/2ut | 2964
BRANNALARM | Adresserbare systemer Transpondere | 808624 |  | Esserbus transp. EOL-O term. device | 661
BRANNALARM | Adresserbare systemer Transpondere | 808626 |  | Esserbus transp. EOL-I term. device | 1082
BRANNALARM | Adresserbare systemer Transpondere | 808630.10 |  | Modul Esser transponder fremmedmelder | 5952
BRANNALARM | Adresserbare systemer Transpondere Tilbehør | 804870 |  | Alarm og overvåknings modul EOL-O | 467
BRANNALARM | ASPIRATING SMOKE DETECTION (ASD) | FL0111E-HS |  | STAND ALONE SINGLE CH. ASPIRATION UNIT | 46748
BRANNALARM | ASPIRATING SMOKE DETECTION (ASD) | FL0122E-HS |  | STAND ALONE DUAL CH. 2 Laser detectors | 56249
BRANNALARM | ASPIRATING SMOKE DETECTION (ASD) | VLP-400 |  | LaserPLUS Detector only enclosure | 170340
BRANNALARM | ASPIRATING SMOKE DETECTION (ASD) | VLS-304 |  | LaserSCANNER Detector, & Scanner Displ | 250383
BRANNALARM | ASPIRATING SMOKE DETECTION (ASD) / PIPE & PIPE ACCESSORIES | 251541.001 |  | Asp. Elbow 90Degree 25mm White | 177
BRANNALARM | ASPIRATING SMOKE DETECTION (ASD) / PIPE & PIPE ACCESSORIES | 251541.002 |  | Asp. Elbow 45Degree 25mm White | 57
BRANNALARM | ASPIRATING SMOKE DETECTION (ASD) / PIPE & PIPE ACCESSORIES | 251541.003 |  | Asp. Socket union screw 25mm White | 189
BRANNALARM | ASPIRATING SMOKE DETECTION (ASD) / PIPE & PIPE ACCESSORIES | 251541.004 |  | Asp. Pipe clip 25mm, 10pcs White | 207
BRANNALARM | ASPIRATING SMOKE DETECTION (ASD) / PIPE & PIPE ACCESSORIES | 251541.005 |  | Asp. Joint socket 25mm 10pcs White | 208
BRANNALARM | ASPIRATING SMOKE DETECTION (ASD) / PIPE & PIPE ACCESSORIES | 251541.006 |  | Asp. Tee piece 25mm White | 125
BRANNALARM | ASPIRATING SMOKE DETECTION (ASD) / PIPE & PIPE ACCESSORIES | 251541.007 |  | Asp. End Cap 25mm White | 27
BRANNALARM | ASPIRATING SMOKE DETECTION (ASD) / PIPE & PIPE ACCESSORIES | 251541.008 |  | Asp. Sample pipe 25mm, 3m White | 201
BRANNALARM | ASPIRATING SMOKE DETECTION (ASD) / PIPE & PIPE ACCESSORIES | 251541.010 |  | Asp. Label f sampling points 100pcs | 637
BRANNALARM | ASPIRATING SMOKE DETECTION (ASD) / PIPE & PIPE ACCESSORIES | 251541.019 |  | Asp. Sample kit flush 25mm red/Whit | 759
BRANNALARM | ASPIRATING SMOKE DETECTION (ASD) / PIPE & PIPE ACCESSORIES | 251541.030 |  | Asp. Bend 0-90Deg flexi 25mm clear | 628
BRANNALARM | ASPIRATING SMOKE DETECTION (ASD) / PIPE & PIPE ACCESSORIES | 251541.031 |  | Asp. Expansion joint flex 25mm clea | 1252
BRANNALARM | ASPIRATING SMOKE DETECTION (ASD) / PIPE & PIPE ACCESSORIES | 251541.110 |  | Asp. Test maches cool smoke 12pcs | 177
BRANNALARM | ASPIRATING SMOKE DETECTION (ASD) / PIPE & PIPE ACCESSORIES | 251541.119 |  | Asp. Sample kit conical 25mm red/Wh | 773
BRANNALARM | ASPIRATING SMOKE DETECTION (ASD) / PIPE & PIPE ACCESSORIES | 251541.120 |  | Asp Det.hose roll 25mm, 120m white | 8633
BRANNALARM | ASPIRATING SMOKE DETECTION (ASD) / PIPE & PIPE ACCESSORIES | 251541.121 |  | Asp Joint f Det.hose roll 25mm | 371
BRANNALARM | ASPIRATING SMOKE DETECTION (ASD) / PIPE & PIPE ACCESSORIES | 251541.122 |  | Asp Tee-piece f Det.hose roll 25mm | 661
BRANNALARM | ASPIRATING SMOKE DETECTION (ASD) / PIPE & PIPE ACCESSORIES | 251545 |  | Aspiration heating unit | 19065
BRANNALARM | ASPIRATING SMOKE DETECTION (ASD) / PIPE & PIPE ACCESSORIES | 256031 |  | ASPIRATION FILTER COMPLETE | 15581
BRANNALARM | ASPIRATING SMOKE DETECTION (ASD) / PIPE & PIPE ACCESSORIES | 256032 |  | ASPIRATION SPARE FILTER FOR 256031 | 4057
BRANNALARM | ASPIRATING SMOKE DETECTION (ASD) / PIPE & PIPE ACCESSORIES | 256036 |  | ASP. GLUE SPRAY 76 NORDIC 3M | 1480
BRANNALARM | ASPIRATING SMOKE DETECTION (ASD) / PIPE & PIPE ACCESSORIES | 256037 |  | ASP. QUICK FIX 90 | 401
BRANNALARM | ASPIRATING SMOKE DETECTION (ASD) SPARE PARTS | 10738 |  | Filter for ARD2 | 178
BRANNALARM | ASPIRATING SMOKE DETECTION (ASD) SPARE PARTS | 72051EI |  | SMKDET INTEL HS200 SSD | 31284
BRANNALARM | ASPIRATING SMOKE DETECTION (ASD) SPARE PARTS | F-A3384-000 |  | Air Filter for FAAST 8100 | 3839
BRANNALARM | ASPIRATING SMOKE DETECTION (ASD) SPARE PARTS | F-INF-25 |  | EXTERNAL FILTER FAAST SYSTEM | 4087
BRANNALARM | ASPIRATING SMOKE DETECTION (ASD) SPARE PARTS | F-INF-25-RF |  | Replacement filter mats | 1474
BRANNALARM | ASPIRATING SMOKE DETECTION (ASD) SPARE PARTS | F-SEN-SSE |  | HS200 PINNACLE - SYSTEM SENSOR | 6128
BRANNALARM | Batteri | 231075 |  | Batteri bly 12V0,8Ah (V0 UL-94 rating) | 1704
BRANNALARM | Batteri | 244021 |  | Batteri bly 12V1,2Ah | 661
BRANNALARM | Batteri | 244023 |  | Batteri bly 12V3.4Ah | 661
BRANNALARM | Batteri | 244024 |  | Batteri bly 12V2.1Ah | 661
BRANNALARM | Batteri | 244025 |  | Batteri bly 12V8,5Ah | 992
BRANNALARM | Batteri | 244028 |  | Batteri bly 12V7Ah | 992
BRANNALARM | Batteri | 244030 |  | Batteri bly 12V12Ah | 1488
BRANNALARM | Batteri | 244031 |  | Batteri bly 12V17Ah | 1818
BRANNALARM | Batteri | 244035 |  | Batteri bly 12V26Ah | 2151
BRANNALARM | Batteri | 244037 |  | Batteri bly 12V75Ah | 4045.55
BRANNALARM | Batteri | 244038 |  | Batteri bly 12V45Ah | 3119
BRANNALARM | Batteri | 244040 |  | Batteri bly 12V100Ah | 5517
BRANNALARM | Batteri | PS12350 |  | Batteri bly 12V35Ah PS-12350 | 6107
BRANNALARM | Batteri | PS12550 |  | Batteri bly 12V55Ah PS-12550 | 10318
BRANNALARM | Batteri | PS12650 |  | Batteri bly 12V65AH PS-12650 | 9959
BRANNALARM | Konvensjonelle alarmorganer Akustisk | 235312 |  | Sokkel tett for sirene 243120 | 209
BRANNALARM | Konvensjonelle alarmorganer Akustisk | 243104.03 |  | Signal klokke - CBE6-RS-024-ZZ | 266
BRANNALARM | Konvensjonelle alarmorganer Akustisk | 243108.03 |  | Signal klokke - CBE6-RW-024-ZZ | 560
BRANNALARM | Konvensjonelle alarmorganer Akustisk | 243109 |  | Signal klokke 24V24mA CF MED | 1609
BRANNALARM | Konvensjonelle alarmorganer Akustisk | 243120 |  | Signal akustisk tett, 7-27mA, IP65 | 959
BRANNALARM | Konvensjonelle alarmorganer Akustisk | 243126.01 |  | Signal akustisk 120dB, Asserta, standard | 13717
BRANNALARM | Konvensjonelle alarmorganer Akustisk | 251364 |  | Signal akustisk Typhoon u/magnetvent | 24804
BRANNALARM | Konvensjonelle alarmorganer Akustisk | 251421 |  | Sokkel summer SQM, hvit m/logo | 1156
BRANNALARM | Konvensjonelle alarmorganer Akustisk | 251421.01 |  | Sokkelsummer lokk til 251421, hvit, 5pak | 618
BRANNALARM | Konvensjonelle alarmorganer Akustisk | 251424 |  | Signal akustiskTyphoon m/magnetvent | 29764
BRANNALARM | Konvensjonelle alarmorganer Akustisk | CWSO-RR-S2 |  | ENScape signalgiver rød | 1373
BRANNALARM | Konvensjonelle alarmorganer Akustisk | CWSO-RR-W2 |  | ENScape lydgiver rød IP65 | 1373
BRANNALARM | Konvensjonelle alarmorganer Akustisk | CWSO-WW-S1 |  | Sirén, vit, max 101,3 dB, IP21 | 993
BRANNALARM | Konvensjonelle alarmorganer Akustisk | DBS1224B4W |  | Sokkel sirene DBS1224B4W | 1290
BRANNALARM | Konvensjonelle alarmorganer Akustisk/Optisk | CWSS-RR-S4 |  | ENScape lydgiver/flash rød OC | 2480
BRANNALARM | Konvensjonelle alarmorganer Akustisk/Optisk | CWSS-RR-W4 |  | ENScape lydgiver/flash rød IP65 OC | 2480
BRANNALARM | Konvensjonelle alarmorganer Akustisk/Optisk | CWSS-RW-S6 |  | ENScape lydgiver/flash rød CW | 2480
BRANNALARM | Konvensjonelle alarmorganer Akustisk/Optisk | CWSS-RW-W6 |  | ENScape lydgiver/flash rød IP65 CW | 2978
BRANNALARM | Konvensjonelle alarmorganer Akustisk/Optisk | CWSS-WR-S3 |  | SIRÉN/BLIXTLJUS VIT/RÖTT, 107DB, IP21 | 2051
BRANNALARM | Konvensjonelle alarmorganer Akustisk/Optisk | CWSS-WW-S6 |  | ENScape lydgiver/flash hvit CW | 2978
BRANNALARM | Konvensjonelle alarmorganer Annet | 235760 |  | Signal paralellampe type PL 3 | 331
BRANNALARM | Konvensjonelle alarmorganer Annet | 259536 |  | Signal putevibrator 24VDC 300mA | 2480
BRANNALARM | Konvensjonelle alarmorganer Annet | 781814 |  | Signal paralellampe Esser 3 LED m/linse | 382
BRANNALARM | Konvensjonelle alarmorganer Optisk | 243118 |  | Signal optisk 24V/300ma rød | 6583
BRANNALARM | Konvensjonelle alarmorganer Optisk | 243118.12 |  | Signal optisk 200cd 12V rød | 7032
BRANNALARM | Konvensjonelle alarmorganer Optisk | 251404 |  | Signal optisk dreiespeilslampe 230V | 9765
BRANNALARM | Konvensjonelle alarmorganer Optisk | 251584 |  | Signal optisk 10 joul, rød | 7772
BRANNALARM | Konvensjonelle alarmorganer Optisk | CWST-RR-S5 |  | ENScape flash rød/rød IP21 CW | 2480
BRANNALARM | Konvensjonelle alarmorganer Optisk | CWST-RR-W5 |  | ENScape flash rød/rød IP65 CW | 1983
BRANNALARM | Konvensjonelle alarmorganer Optisk | CWST-RW-S6 |  | ENScape flash rød CW | 1818
BRANNALARM | Konvensjonelle alarmorganer Optisk | CWST-RW-W6 |  | ENScape flash rød/hvit base IP65 CW | 2151
BRANNALARM | Konvensjonelle alarmorganer Optisk | CWST-WR-S5 |  | ENScape flash hvit/rød IP21 CW | 1818
BRANNALARM | Konvensjonelle alarmorganer Optisk | CWST-WW-S6 |  | ENScape flash hvit CW | 1818
BRANNALARM | Konvensjonelle systemer Detektorer | 251427 |  | Det. røyk. konv. S65 O | 1590
BRANNALARM | Konvensjonelle systemer Detektorer | 251450 |  | Det. varme konv. S65 60 gr. diff kl.1 | 1361
BRANNALARM | Konvensjonelle systemer Detektorer | 251451 |  | Det. varme konv. S65 75gr. maks kl.2 | 1361
BRANNALARM | Konvensjonelle systemer Detektorer | 251453 |  | Det. varme konv S65 90gr. maks kl.3 | 1361
BRANNALARM | Konvensjonelle systemer Detektorer | 251581.004 |  | Smoke alarm 230V/9V | 634
BRANNALARM | Konvensjonelle systemer Detektorer | 251813.11 |  | Address Unit for conv. det. 24V | 18293
BRANNALARM | Konvensjonelle systemer Detektorer | ECO1002 A |  | Det. multik. konv. Eco1000 OT | 1058
BRANNALARM | Konvensjonelle systemer Detektorer | ECO1003 A |  | Det. røyk. konv. Eco1000 O | 925
BRANNALARM | Konvensjonelle systemer Detektorer | ECO1004T A |  | Det. varme konv. Eco1000 78gr maks | 893
BRANNALARM | Konvensjonelle systemer Detektorer | ECO1005 A |  | Det. varme konv. Eco1000 60gr diff | 893
BRANNALARM | Konvensjonelle systemer Detektorer | ECO1005T A |  | Det. varme konv. Eco1000 58gr maks | 893
BRANNALARM | Konvensjonelle systemer Manuelle meldere | 804901 |  | Man. melder konv. 2 relé | 1621
BRANNALARM | Konvensjonelle systemer Manuelle meldere | 804951 |  | Man. melder Esser konv. med ekstr. reles | 1621
BRANNALARM | Konvensjonelle systemer Manuelle meldere | M1A-R470SF-STCK-01 |  | Man. melder konv. 470ohm KAC | 565
BRANNALARM | Konvensjonelle systemer Manuelle meldere | M1A-R680SG-STCK-01 |  | MCP1A-RED-680-SURFACE-GL1140-F222 | 659
BRANNALARM | Konvensjonelle systemer Manuelle meldere | M3A-G000SG-K013-13 |  | Man. melder konv. grønn KAC | 1983
BRANNALARM | Konvensjonelle systemer Manuelle meldere | W1A-R470SF-K013-01 |  | Man. melder konv. tett IP67 | 4927
BRANNALARM | Konvensjonelle systemer Sentral | 002-511-322 |  | BSX 100/2 2 sløyfer | 11241
BRANNALARM | Konvensjonelle systemer Sentral | 002-511-342 |  | BSX 100/4 4 sløyfer | 11241
BRANNALARM | Konvensjonelle systemer Sentral | 002-511-382 |  | BSX 100/8 8 sløyfer | 14135
BRANNALARM | Konvensjonelle systemer tilbehør | 231071 |  | BSX 10 batterienhet NS 10, Norsk | 11508
BRANNALARM | Konvensjonelle systemer tilbehør | 231072 |  | BSX 10 likeretter TR-10, Norsk | 7622
BRANNALARM | Konvensjonelle systemer Tilbehør | 251656 |  | Sokkel Eco1000/Apollo, IP43 pakning | 326
BRANNALARM | Konvensjonelle systemer Tilbehør | 804970 |  | Conventional MCP, red housing | 1241
BRANNALARM | Konvensjonelle systemer tilbehør | 020-713 |  | BSX 100 relékort brann/feil | 780
BRANNALARM | Konvensjonelle systemer tilbehør | 020-745-008 |  | BSX 100 /NFS 2-8 tilbehørskit | 1720
BRANNALARM | Konvensjonelle systemer tilbehør | 020-747 |  | BSX 100 relékort 8 inn/ut | 3915
BRANNALARM | Konvensjonelle systemer tilbehør | 020-772 |  | BSX100 relékort 4 utganger | 9995
BRANNALARM | Konvensjonelle systemer Tilbehør | ECO1000BR |  | Sokkel Eco1000 470 ohm | 165
BRANNALARM | Konvensjonelle systemer Tilbehør | ECO1000BREL12L |  | Sokkel Eco1000 m12V/latchrele | 686
BRANNALARM | Konvensjonelle systemer Tilbehør | ECO1000BREL12NL |  | Sokkel Eco1000 m/12V/rele autores. | 665
BRANNALARM | Konvensjonelle systemer Tilbehør | ECO1000BREL24L |  | Sokkel Eco1000 m/24V/rele låsfunks | 809
BRANNALARM | Konvensjonelle systemer Tilbehør | ECO1000DBR |  | DEEP SENSOR BASE WITH 470O RESISTOR | 285
BRANNALARM | Konvensjonelle systemer Tilbehør | ECO1000RTU A |  | Verkt. Eco1000 alarm tester | 1393
BRANNALARM | Konvensjonelle systemer Tilbehør | PS200 |  | Man. melder vippelokk klart KAC | 146
BRANNALARM | Konvensjonelle systemer Tilbehør | SC070 |  | Man. melder testpinne (pk á 10) KAC | 397
BRANNALARM | Nettverk og kommunikasjon Alarmoverføring | 251507.03 |  | Transmitter Airborne DC8M | 4423
BRANNALARM | Nettverk og kommunikasjon Alarmoverføring | 251507.07 |  | AddSecure changer MMCX-SMA | 318
BRANNALARM | Nettverk og kommunikasjon Alarmoverføring | 251507.08 |  | Antenna Cable, SMA contact (M/F) | 758
BRANNALARM | Nettverk og kommunikasjon Alarmoverføring | 251507.09 |  | AddSecure antenna omnidirectional inside | 377
BRANNALARM | Nettverk og kommunikasjon Alarmoverføring | 251507.10 |  | Transmitter Airborne serial port ca | 566
BRANNALARM | Nettverk og kommunikasjon Alarmoverføring | 251507.11 |  | AddSecure antenna omnidirectional outsid | 906
BRANNALARM | Nettverk og kommunikasjon Alarmoverføring | 251507.12 |  | AddSecure terminal block serial port | 292
BRANNALARM | Nettverk og kommunikasjon Alarmoverføring | 251507.13 |  | ALARMSENDER ADDSECURE AIRBORNE DC DUAL M | 8313
BRANNALARM | Nettverk og kommunikasjon Alarmoverføring | 251507.15 |  | Batteri for Airborne DC | 3251
BRANNALARM | Nettverk og kommunikasjon Alarmoverføring | 251507.16 |  | OMNIDIRECTIONAL ANTENNA, WALL-MOUNTED, 3 | 651
BRANNALARM | Nettverk og kommunikasjon Fibermodem | 242671.050 |  | Modem fiber point to point RS232 | 43214
BRANNALARM | Nettverk og kommunikasjon Fibermodem | 242671.073 |  | Fiber optisk modem eBus | 44160
BRANNALARM | Nettverk og kommunikasjon Fibermodem | 242671.074 |  | Single Mode Fiber modul eBus | 7925
BRANNALARM | Nettverk og kommunikasjon Fibermodem | 242671.075 |  | Multi Mode Fiber modul eBus | 3652
BRANNALARM | Nettverk og kommunikasjon Fibermodem | 101574B |  | WESTERMO SFP 100Mb SM BiDi-B LC 15km | 5376
BRANNALARM | Nettverk og kommunikasjon Fibermodem | 101583A |  | WESTERMO SFP 100Mb SM BiDi-A LC 20 km | 5376
BRANNALARM | Nettverk og kommunikasjon Nettverkskomponenter | 235750 |  | Kabel for brannsentral - PC | 3969
BRANNALARM | Nettverk og kommunikasjon Nettverkskomponenter | 235750.004 |  | Kabel for ANX95 - eNode | 3969
BRANNALARM | Nettverk og kommunikasjon Nettverkskomponenter | 235750.006 |  | Kabel eNode - PC | 4961
BRANNALARM | Nettverk og kommunikasjon Nettverkskomponenter | 235750.008 |  | Cable eNode-eNode ridge/ridge | 1243
BRANNALARM | Nettverk og kommunikasjon Nettverkskomponenter | 235762 |  | Modem eNode | 6614
BRANNALARM | Nettverk og kommunikasjon Nettverkskomponenter | 251029 |  | Galv. skille RS232, MD-52DC m/kabel | 41893
BRANNALARM | Nettverk og kommunikasjon Nettverkskomponenter | 259530 |  | Modem eBus over TCP/IP | 13228
BRANNALARM | Øvrige brannprodukter Apollo | 251070.21 |  | DELTA COMPACT APOLLO 2SL M/EBUS NO | 48348
BRANNALARM | Øvrige brannprodukter Apollo Adresseenheter | 236001.2 |  | Modul adr. enh. Apollo 1inn i boks | 3241
BRANNALARM | Øvrige brannprodukter Apollo Adresseenheter | 242985.001 |  | Modul adr. enh. Apollo bisløyfe. i boks | 3307
BRANNALARM | Øvrige brannprodukter Apollo Adresseenheter | 251401.1 |  | Apollo enhelt med reléutgang | 5059
BRANNALARM | Øvrige brannprodukter Apollo Adresseenheter | 251422.10 |  | Mini Switch monitor w/isolator | 3641
BRANNALARM | Øvrige brannprodukter Apollo Adresseenheter | 256045 |  | APOLLO I/O EOL RES. 6,2KOHM | 10
BRANNALARM | Øvrige brannprodukter Apollo Detektorer | 235106 |  | Det. røyk. adr. XP95 O | 1488
BRANNALARM | Øvrige brannprodukter Apollo Detektorer | 235107 |  | Det. varme adr. XP95 60gr kl1 | 1488
BRANNALARM | Øvrige brannprodukter Apollo Detektorer | 235110 |  | Det. varme adr. XP95 90gr kl1 | 1488
BRANNALARM | Øvrige brannprodukter Apollo Detektorer | 235124.01 |  | Man. melder XP95 u/lokk, IP67 | 8929
BRANNALARM | Øvrige brannprodukter Apollo Detektorer | 235152 |  | Det. XP95 optisk, sort | 3142
BRANNALARM | Øvrige brannprodukter Apollo Detektorer | 235156 |  | Det. røyk. adr. Discovery O | 2151
BRANNALARM | Øvrige brannprodukter Apollo Detektorer | 235157 |  | Heat det. Discovery | 2444
BRANNALARM | Øvrige brannprodukter Apollo Manuelle meldere | 251618 |  | Man. melder XP95 | 1621
BRANNALARM | Øvrige brannprodukter Apollo Sokkel | 234901 |  | Sokkel Apollo S65 (S65/60) | 178
BRANNALARM | Øvrige brannprodukter Apollo Sokkel | 235101 |  | Sokkel Apollo XP95/Discovery | 231
BRANNALARM | Øvrige brannprodukter Apollo Sokkel | 235128 |  | Sokkel Apollo XP95/Discovery m/isolator | 1220
BRANNALARM | Øvrige brannprodukter Apollo Sokkel | 235159 |  | Sokkel XP95, sort | 496
BRANNALARM | Øvrige brannprodukter Apollo Sokkel | 235160 |  | Det. multik. adr. Discovery | 2282
BRANNALARM | Øvrige brannprodukter Apollo Sokkel Tilbehør | 235140 |  | Sokkel Apollo adr.nøkkel XP95/Discov. | 99
BRANNALARM | Øvrige brannprodukter Dørholdemagneter | 243210.04 |  | Dørh. magn. forlenger vegg 1m | 2846
BRANNALARM | Øvrige brannprodukter Dørholdemagneter | 960110 |  | DØRH. MAGN. ANKER 55MM | 450
BRANNALARM | Øvrige brannprodukter Dørholdemagneter | 960114 |  | Dørh. magn. anker 65mm | 936
BRANNALARM | Øvrige brannprodukter Dørholdemagneter | 960115 |  | Dørh. magn. anker 75mm | 936
BRANNALARM | Øvrige brannprodukter Dørholdemagneter | 960119 |  | Dørh. magn. vegg kapsl. 850N | 2808
BRANNALARM | Øvrige brannprodukter Dørholdemagneter | 960120 |  | Dørh. magn. vegg kapsl. 400N | 1685
BRANNALARM | Øvrige brannprodukter Dørholdemagneter | 960121 |  | Dørh. magn. gulv/vegg 150/175mm | 1685
BRANNALARM | Øvrige brannprodukter Dørholdemagneter | 960122 |  | Dørh. magn. gulv/vegg 300/325mm | 1872
BRANNALARM | Øvrige brannprodukter Dørholdemagneter | 960124 |  | Dørh. magn. vegg 400N | 1685
BRANNALARM | Øvrige brannprodukter Dørholdemagneter | 960126 |  | Dørh. magn. vegg 1372N | 3184
BRANNALARM | Øvrige brannprodukter Dørholdemagneter | 960127 |  | Dørh. magn. brakett vegg 150mm | 1273
BRANNALARM | Øvrige brannprodukter Dørholdemagneter | 960128 |  | Dørh. magn. brakett vegg 300mm | 1460
BRANNALARM | Øvrige brannprodukter Dørholdemagneter | 960129 |  | Dørh. magn. brakett gulv | 936
BRANNALARM | Øvrige brannprodukter Dørholdemagneter | 960130 |  | Dørh. magn. gulv/vegg 450/475mm | 2622
BRANNALARM | Øvrige brannprodukter Installasjon og montasje | AWZ508 |  | RELÉ 12/24V DOBBEL VEKSEL | 661
BRANNALARM | Øvrige brannprodukter Installasjon og montasje | AWZ517 |  | RELÉ 24V EN VEKSEL | 496
BRANNALARM | Øvrige brannprodukter Nøkkelsafe | 235755 |  | Key box, cylindric | 10334
BRANNALARM | Øvrige brannprodukter Nøkkelsafe | 243048 |  | Keybox firemans key circular | 360
BRANNALARM | Øvrige brannprodukter Nøkkelsafe | 245020 |  | Key box, square | 8867
BRANNALARM | Øvrige brannprodukter Nøkkelsafe | 251582 |  | Key safe Bergen fire dep. | 19535
BRANNALARM | Øvrige brannprodukter Sprinklerkontrollbokser | SG-101KITN-HLS |  | Sprinklerkontroll med 1 modul for ESSER | 13889
BRANNALARM | Øvrige brannprodukter Sprinklerkontrollbokser | SG-102KITN-HLS |  | Sprinklerkontroll m. 2 moduler for ESSER | 21165
BRANNALARM | Øvrige brannprodukter Sprinklerkontrollbokser | SG-103KITN-HLS |  | Sprinklerkontroll m. 3 moduler for ESSER | 29764
BRANNALARM | Øvrige brannprodukter Sprinklerkontrollbokser | SG-13 |  | Sprinklerutkobler/ testenhet | 10542
BRANNALARM | Øvrige brannprodukter Tilbehør | MM054 |  | KLEBEFOT FOR PRINTKORT Ø6 | 26
BRANNALARM | Øvrige Utstyr | 06133.001 |  | Relay 24VDC w/230V contact. | 825
BRANNALARM | Øvrige Utstyr | 06133.002 |  | Relay base for 24VDC relay | 513
BRANNALARM | Øvrige Utstyr | 08569.002 |  | ICPROM=2M 256K*8 70NS-27CO20 PLCC32 | 135
BRANNALARM | Øvrige Utstyr | 14332.713 |  | Facia Esser tegn.skap o-ritningar | 697
BRANNALARM | Øvrige Utstyr | 21857 |  | Dok. holder FlexEs for tegn.skap | 1976
BRANNALARM | Øvrige Utstyr | 21980.100 |  | SKAP SI-200 KOMPLETT | 2746
BRANNALARM | Øvrige Utstyr | 234652 |  | Map sheet holder A4 | 1022
BRANNALARM | Øvrige Utstyr | 234653 |  | Map sheet holder A3 | 1097
BRANNALARM | Øvrige Utstyr | 242836.01 |  | Signal veggboks til art. 243103.01 | 175
BRANNALARM | Øvrige Utstyr | 251002 |  | Det. støvd. / transp. XP95 | 37
BRANNALARM | Øvrige Utstyr | 251060.20 |  | BSX 100 tegningsskap A3 | 6166
BRANNALARM | Øvrige Utstyr | 251494 |  | Manøverknapp DHM utenpåliggende | 1214
BRANNALARM | Øvrige Utstyr | 251602.01 |  | Sløyfe overv. print for ABDLdørst. | 6385
BRANNALARM | Øvrige Utstyr | 251606 |  | Sokkel isolasjonsunderlag | 47
BRANNALARM | Øvrige Utstyr | 251650.05 |  | Signplate Manual Call Point 20x20 cm2-si | 713
BRANNALARM | Øvrige Utstyr | 251650.07 |  | Sticker Fire Alarm Device 61 (5pcs) | 156
BRANNALARM | Øvrige Utstyr | 251650.10 |  | Signplate Fire Alarm Central 50x10 cm | 545
BRANNALARM | Øvrige Utstyr | 251799.02 |  | Eltek distr. enhet 12 sikr. | 20082
BRANNALARM | Øvrige Utstyr | 251799.03 |  | Eltek sikr. 5A | 535
BRANNALARM | Øvrige Utstyr | 251799.04 |  | Eltek sikr. 10A | 535
BRANNALARM | Øvrige Utstyr | 256035 |  | MODEM SFP-100SM20KM FIBER TRANCIVER | 13899
BRANNALARM | Øvrige Utstyr | 256041 |  | FIBRE OPTIC LON REP.104857 LRW-102 | 77188
BRANNALARM | Øvrige Utstyr | 256042 |  | SIGN ALU "SLOKKING UTKOBLET" | 1048
BRANNALARM | Øvrige Utstyr | 256043 |  | SIGN ALU "SLOKKING UTLØST" | 1048
BRANNALARM | Øvrige Utstyr | 256044 |  | SIGN ALU "SLOKKEANLEGG MONTERT ..." | 1048
BRANNALARM | Øvrige Utstyr | 259514.42 |  | Sikringskit for batt.enhet 27/42Ah | 2420
BRANNALARM | Øvrige Utstyr | 400014 |  | Delta DA software | 8732
BRANNALARM | Øvrige Utstyr | 400015.001 |  | DELTA OP NORWEGIAN | 2430
BRANNALARM | Øvrige Utstyr | 704981 |  | Modul IQ8 TAL bakboks blå | 129
BRANNALARM | Øvrige Utstyr | 704985 |  | IQ8FCT Transponder underlag, Grå | 305
BRANNALARM | Øvrige Utstyr | 736264 |  | Printer paper for printer 736259 | 92
BRANNALARM | Øvrige Utstyr | 769910 |  | Modul transp. nøkkel til 804864 | 52
BRANNALARM | Øvrige Utstyr | 769915 |  | Nøgle 901. 2 stk | 141
BRANNALARM | Øvrige Utstyr | 772386 |  | Interface module for 232/V24 | 4895
BRANNALARM | Øvrige Utstyr | 772580 |  | PCA IQ8-TAL(S) MCP-Zone,Isol.,Rel. | 108
BRANNALARM | Øvrige Utstyr | 804867 |  | IQ8FCT transponder 1inn/1ut | 2874
BRANNALARM | Øvrige Utstyr | E08021 |  | PB-AKKU 12V 28 AH 10ÅR T5-POL | 8958
BRANNALARM | Øvrige Utstyr | E08024 |  | PB-AKKU 12V 90 AH 10ÅR T5-POL | 31353
BRANNALARM | Øvrige Utstyr | E08025 |  | PB-AKKU 12V 120 AH 10ÅR T5-POL | 33034
BRANNALARM | Øvrige Utstyr | G41140 |  | Man. melder reserveglass KAC | 92
BRANNALARM | Øvrige Utstyr | K02-BPCTL018-12-00 |  | BATT. BLY 12V18AH M5 10Y | 6544
BRANNALARM | Øvrige Utstyr | K02BPCTL033-12-001 |  | BATTERIEBLOCK CTL 33V 12AH | 71927
BRANNALARM | Øvrige Utstyr | K02-BPCTL070-12-00 |  | BATTERI 12V/70AH | 24221
BRANNALARM | Slokkesystemer Tilbehør | 243039.016 |  | Man. melder utløser IQ8 | 27346
BRANNALARM | Spesialdeteksjon Ex/ATEX Adresserbart | 235133 |  | Ex man. melder XP95 EExia, IP67 | 25134
BRANNALARM | Spesialdeteksjon Ex/ATEX Adresserbart | 235134 |  | Ex sokkel XP95 EExia | 1323
BRANNALARM | Spesialdeteksjon Ex/ATEX Adresserbart | 235136 |  | Ex det. røyk. XP95 O EExia | 6614
BRANNALARM | Spesialdeteksjon Ex/ATEX Adresserbart | 235136.03 |  | Ex det. røyk. XP95 marine O EExia | 15875
BRANNALARM | Spesialdeteksjon Ex/ATEX Adresserbart | 235137 |  | Ex det. varme XP95 EExia | 11906
BRANNALARM | Spesialdeteksjon Ex/ATEX Adresserbart | 235138 |  | Ex protokollformer Apollo, 1 kanal | 12567
BRANNALARM | Spesialdeteksjon Ex/ATEX Adresserbart | 764744 |  | EX Esser barriere EX det. | 16536
BRANNALARM | Spesialdeteksjon Ex/ATEX Adresserbart | 804744 |  | Ex barriere for adr. IQ8 Ex | 16536
BRANNALARM | Spesialdeteksjon Ex/ATEX Adresserbart | 07096/2 |  | Ex barriere konvensjonell,071862 | 10632
BRANNALARM | Spesialdeteksjon Ex/ATEX Adresserbart | 235131-L7 |  | Ex isolatorbarriere, 1 kanal, 207802 | 16536
BRANNALARM | Spesialdeteksjon Ex/ATEX Adresserbart | 803271.EX |  | Ex det. varme IQ8 A1R Ex | 2812
BRANNALARM | Spesialdeteksjon Ex/ATEX Adresserbart | 803371.EX |  | Ex det. røyk IQ8 O | 2812
BRANNALARM | Spesialdeteksjon Ex/ATEX Adresserbart | 803374.EX |  | Ex det. multi IQ8 O2T | 3473
BRANNALARM | Spesialdeteksjon Ex/ATEX Adresserbart | 804961.EX |  | EX Man. melder IQ8 IP66/67 | 23149
BRANNALARM | Spesialdeteksjon Ex/ATEX Alarmorganer | 251589 |  | Ex signal akustisk DB7 EExia | 15875
BRANNALARM | Spesialdeteksjon Ex/ATEX Alarmorganer | 251594 |  | Ex signal optisk | 52553
BRANNALARM | Spesialdeteksjon Flamme | 233006.01 |  | Flamme Sharp Eye40/40I Exd IR3 | 267116
BRANNALARM | Spesialdeteksjon Flamme | 243019.100 |  | Flamme F601-M konv IR 5""""sokkel | 36022
BRANNALARM | Spesialdeteksjon Flamme | 243019.200 |  | Flamme IR 601FEx m 5"sok&boks konv | 87193
BRANNALARM | Spesialdeteksjon Flamme | FSL100-IR3 |  | IR3 flamme detektor RØD, ATEX FM EN54 | 87470
BRANNALARM | Spesialdeteksjon Flamme | FSL100-IR3-W |  | IR3 flamme detektor HVIT, ATEX FM EN54 | 86256
BRANNALARM | Spesialdeteksjon Flamme | FSL100-UV |  | UV Flammedetektor RØD, ATEX FM EN54 | 55456
BRANNALARM | Spesialdeteksjon Flamme | FSL100-UVIR |  | UV/IR Flammedetektor RØD, ATEX FM EN54 | 59311
BRANNALARM | Spesialdeteksjon Flamme | FSL100-UVIR-W |  | UVIR flamme detektor HVIT,ATEX FM EN54 | 66205
BRANNALARM | Spesialdeteksjon Flamme | FSL100-UV-W |  | UV flammme detektor Hvit, ATEX FM EN54 | 61840
BRANNALARM | Spesialdeteksjon Flamme Testutstyr | FSL100-TL |  | FSL100 test lampe, lader & koffert | 60369
BRANNALARM | Spesialdeteksjon Flamme Testutstyr | FSL100-TLBT |  | 12 Vdc batteri for FSL-TL test lampe | 14136
BRANNALARM | Spesialdeteksjon Flamme Testutstyr | FSL100-TLBU |  | H3 lyspære for FSL-TL test lampe | 7613
BRANNALARM | Spesialdeteksjon Flamme Testutstyr | FSL100-TLCH |  | Universal lader for FSL-TL test lampe | 9063
BRANNALARM | Spesialdeteksjon Flamme Tilbehør | FSL100-SM21 |  | FSL100 monteringsbeslag | 3307
BRANNALARM | Spesialdeteksjon Kanaldetektor | 781463 |  | Ventilasjonskanaldetektormodul UG7 | 3803
BRANNALARM | Spesialdeteksjon Kanaldetektor Tilbehør | 781464 |  | Filter til kanaldetektormodul for UG7 | 3892
BRANNALARM | Spesialdeteksjon Kanaldetektor Tilbehør | 781465 |  | Værhus kanaldetektormodul | 11030
BRANNALARM | Spesialdeteksjon Kanaldetektor Tilbehør | 781466 |  | Stigerør kanaldetektormodul 0,6m | 827
BRANNALARM | Spesialdeteksjon Kanaldetektor Tilbehør | 781467 |  | Stigerør kanaldetektormodul 1,5m | 1156
BRANNALARM | Spesialdeteksjon Kanaldetektor Tilbehør | 781468 |  | Stigerør kanaldetektormodul 2,8m | 1818
BRANNALARM | Spesialdeteksjon Kanaldetektor Tilbehør | 781469 |  | Monteringsbrakett kanaldetektormodul | 1258
BRANNALARM | Spesialdeteksjon Kanaldetektor Tilbehør | 781470 |  | Kabelnippel M20 for værhus | 1132
BRANNALARM | Spesialdeteksjon Varme | 242963.02 |  | Det. varme konv. SW-1K 80gr IP66 | 10231
BRANNALARM | Spesialdeteksjon Varme | 251529 |  | Det. varme konv. 60gr IP67-HD6295 | 4505
BRANNALARM | Spesialdeteksjon Varme | 251529.01 |  | Det. varme konv. 100gr IP67-HD6297 | 4816
BRANNALARM | Spesialdeteksjon Varme | 251529.02 |  | Det. varme konv. 130gr IP67-HD6298 | 5076
BRANNALARM | Spesialdeteksjon Varmedetekt. kabel | 243024.4 |  | Det. varme kabel 68°, 50m rull | 9591
BRANNALARM | Spesialdeteksjon Varmedetekt. kabel | 243024.5 |  | Det. varme kabel 68°, 100m rull | 18190
BRANNALARM | Spesialdeteksjon Varmedetekt. kabel | 243024.6 |  | Det. varme kabel 88°, 50m rull | 10858
BRANNALARM | Spesialdeteksjon Varmedetekt. kabel | 243024.7 |  | Det. varme kabel 88°, 100m rull | 18190
BRANNALARM | Spesialdeteksjon Varmedetekt. kabel | 243024.8 |  | Det. varme kabel 105°, 50m rull | 9591
BRANNALARM | Spesialdeteksjon Varmedetekt. kabel | 243024.9 |  | Det. varme kabel 105°, 100m rull | 18190
BRANNALARM | Spesialdeteksjon Varmedetekt. Kabel Tilbehør | 243024.3 |  | Det. varme kabel festeklips | 56
BRANNALARM | Strømforsyninger | 259500 |  | Strømfors. 24VDC10A | 26137
BRANNALARM | Strømforsyninger | 259504 |  | Strømfors. 24VDC5A | 19221
BRANNALARM | Strømforsyninger | 259508 |  | Strømfors. 24VDC for dørmag | 3473
BRANNALARM | Strømforsyninger | 259532 |  | Power supply.115-230VAC/12VDC, 3,5A | 1998
BRANNALARM | Strømforsyninger | BF560-24 |  | 24V 1.5A EN54-4 SWITCH MODE PSU | 7772
BRANNALARM | Strømforsyninger | DCDC10H |  | Konverter DC/DC 24V/12V 1A | 408
BRANNALARM | Strømforsyninger | EN54C-5A17LCD |  | EN54 Strømforsyning for brannalarmsystem | 9004
BRANNALARM | Strømforsyninger | HLSPS25 |  | Strømforsyning EN54 2A17AH | 6255.99
BRANNALARM | Strømforsyninger | HLSPS50 |  | Strømforsyning EN54 5A17AH | 8929
BRANNALARM | Strømforsyninger | VPS-215-U |  | 24V 0.5A Power Supply Unit (7AHr) | 11865
BRANNALARM | Strømforsyninger Tilbehør | EN54-LB8 |  | STRØMFORSYNING EN54 EN54 8XFUSEBOARD | 1323
BRANNALARM | Strømforsyninger Tilbehør | INTU |  | STRØMFORSYNING EN54 USB KOM.KABEL | 1897
BRANNALARM | Testutstyr | 060427 |  | Verkt. Solo teleskopstang 4,5m | 18144
BRANNALARM | Testutstyr | 235522 |  | Verkt. Datax røykpatroner (Boks á 5 stk) | 2599
BRANNALARM | Testutstyr | 251613.04 |  | Nedtaker hode for XP95/S60/S65/Disc | 10205
BRANNALARM | Testutstyr | 256052 |  | Scorpion for punktdetektor | 21437
BRANNALARM | Testutstyr | 256053 |  | Scorpion teknikkerinstrument | 43453
BRANNALARM | Testutstyr | 256054 |  | Scorpion tilkoblingspunkt | 8692
BRANNALARM | Testutstyr | 256056 |  | Verkt. Solo universalnedtager | 9921
BRANNALARM | Testutstyr | 256063 |  | ASP. VERKTØY FOR DEMONTERING AV MUFFER | 960
BRANNALARM | Testutstyr | 769070 |  | Verkt. test gass Esser | 1550
BRANNALARM | Testutstyr | 789860.10 |  | Verkt. Esser Tools 8000, starter kit | 12898
BRANNALARM | Testutstyr | 805540 |  | Scorpion kontrollpanel kit | 37524
BRANNALARM | Testutstyr | 805541 |  | Scorpion for aspirasjon | 20724
BRANNALARM | Testutstyr | 805542 |  | Scorpion powerpack | 8404
BRANNALARM | Testutstyr | 805550 |  | Verkt. Testifire testhode O/V | 62133
BRANNALARM | Testutstyr | 805551 |  | Verkt. Testifire testhode O/V/CO | 85118
BRANNALARM | Testutstyr | 805552 |  | Verkt. Testifire Røykkapsel (6pak) | 14139
BRANNALARM | Testutstyr | 805553 |  | Verkt. Testifire CO kapsel (3pak) | 14138
BRANNALARM | Testutstyr | 805580 |  | Verkt. nedtaker 717 for IQ8/9200 det. | 6220
BRANNALARM | Testutstyr | 805582 |  | Verkt. Solo testhode gass | 5952
BRANNALARM | Testutstyr | 805583 |  | Verkt. testgass for CO-detektorer | 1156
BRANNALARM | Testutstyr | 805584 |  | Verkt. Solo testgass | 992
BRANNALARM | Testutstyr | 805585 |  | Verkt. Testgass Sabre | 713
BRANNALARM | Testutstyr | 805586 |  | Verkt. Solo/ bæreveske testutstyr | 6251
BRANNALARM | Testutstyr | SOLO100-001 |  | TEST FIRE 4.5m Telescopic Pole | 14348
BRANNALARM | Testutstyr | SOLO101-001 |  | TEST FIRE 1.13m Extension Pole | 3183
NØDLYS | CBS EURO | AC0001 |  | Sikring til U.Sentral NEOZED D02 63/20A | 1101
NØDLYS | CBS EURO | AC0002 |  | Stort sentral skap 2m | 2569
NØDLYS | CBS EURO | AC0003 |  | Temp kontrolert lading | 2936
NØDLYS | CBS EURO | AC0004 |  | Battery temp overvåking | 2936
NØDLYS | CBS EURO | AC0005 |  | Eksternt rapport panel (BUS) | 4404
NØDLYS | CBS EURO | AC0006 |  | Enkelt celle overvåking <18 celler | 22753
NØDLYS | CBS EURO | AC0007 |  | Kabelsett for AC0006 i kombiskap | 2386
NØDLYS | CBS EURO | AC0009 |  | Ståldør til undersentral | 1101
NØDLYS | CBS EURO | AC0010 |  | Ståldør m vindu til undersentral | 2386
NØDLYS | CBS EURO | AC0011 |  | Nøkkelsylinder for undersentral | 688
NØDLYS | CBS EURO | AC0013 |  | Operatørpanel Vegg Låsbart IP43 | 26239
NØDLYS | CBS EURO | AC0014 |  | Operatørpanel Vegg Låsbart IP43 | 23304
NØDLYS | CBS EURO | AC0016 |  | CBS Status panel | 3671
NØDLYS | CBS EURO | AC0017 |  | Ekstern Batt overvåking <18 celler | 31195
NØDLYS | CBS EURO | AC0018 |  | Kabelsett for Batt overvåking | 4770
NØDLYS | CBS EURO | AC0019 |  | 100mm Sokkel for sentral 850x600mm | 6973
NØDLYS | CBS EURO | AC0020 |  | 200mm Sokkel for sentral 850x600mm | 7890
NØDLYS | CBS EURO | AC0021 |  | Innebygd 57mm Printer | 24405
NØDLYS | CBS EURO | AC0022 |  | Sikring til U.Sentral NEOZED D02 63/10A | 1101
NØDLYS | CBS EURO | AC0023 |  | Sikring til U.Sentral NEOZED D02 63/16A | 1101
NØDLYS | CBS EURO | AC0024 |  | Sikring til U.Sentral NEOZED D02 63/25A | 1101
NØDLYS | CBS EURO | AC0025 |  | Sikring til U.Sentral NEOZED D02 63/35A | 1101
NØDLYS | CBS EURO | AC0026 |  | 8 x 230V Inngangsmodul | 5506
NØDLYS | CBS EURO | AC0027 |  | 8 x Pot.Fri Inngangsmodul | 5506
NØDLYS | CBS EURO | AC0028 |  | 8 BUS Linjer MUX | 17065
NØDLYS | CBS EURO | AC0029 |  | Rele´modul 6 Status signaler | 6606
NØDLYS | CBS EURO | AC0030 |  | Rele´modul 8 Status signaler | 6973
NØDLYS | CBS EURO | AC0031 |  | Mains monitor(DSÜ06), 3-phase (400V) | 1651
NØDLYS | CBS EURO | AC0032 |  | Modbus TCP/IP | 38994
NØDLYS | CBS EURO | AC0033 |  | Controller BACnet/IP | 75692
NØDLYS | CBS EURO | AC0034 |  | Inngangsmodul med 8 innganger 9-polet terminalforbindelse | 5506
NØDLYS | CBS EURO | AC0035 |  | Inngangsmodul med 8 innganger 16-pin flatkobling | 5506
NØDLYS | CBS EURO | AC0036 |  | Inn/utgangs modul 24V DC | 15230
NØDLYS | CBS EURO | AC0037 |  | Kursmodul 4 kurser | 12845
NØDLYS | CBS EURO | AC0038 |  | Kursmodul 8 kurser | 18351
NØDLYS | CBS EURO | CBS-BAT07.1 |  | BAT 12V 7Ah | 573
NØDLYS | CBS EURO | CBS-BAT07.18 |  | BAT 12V 7Ah 18 Blokker | 10321
NØDLYS | CBS EURO | CBS-BAT09.1 |  | BAT 12V 9Ah | 684
NØDLYS | CBS EURO | CBS-BAT09.18 |  | BAT 12V 9Ah 18 Blokker | 12303
NØDLYS | CBS EURO | CBS-BAT12.1 |  | BAT 12V 12Ah | 877
NØDLYS | CBS EURO | CBS-BAT12.18 |  | BAT 12V 12Ah 18 Blokker | 15771
NØDLYS | CBS EURO | CBS-BAT120.1 |  | BAT 12V 120Ah | 9204
NØDLYS | CBS EURO | CBS-BAT17.1 |  | BAT 12V 17Ah | 1427
NØDLYS | CBS EURO | CBS-BAT17.18 |  | BAT 12V 17Ah 18 Blokker | 25680
NØDLYS | CBS EURO | CBS-BAT24.1 |  | BAT 12V 24Ah | 2006
NØDLYS | CBS EURO | CBS-BAT24.18 |  | BAT 12V 24Ah 18 Blokker | 36085
NØDLYS | CBS EURO | CBS-BAT28.1 |  | BAT 12V 28Ah | 2142
NØDLYS | CBS EURO | CBS-BAT28.18 |  | BAT 12V 28Ah 18 Blokker | 38562
NØDLYS | CBS EURO | CBS-BAT33.1 |  | BAT 12V 33Ah | 2473
NØDLYS | CBS EURO | CBS-BAT33.18 |  | BAT 12V 33Ah 18 Blokker | 44507
NØDLYS | CBS EURO | CBS-BAT45.1 |  | BAT 12V 45Ah | 3129
NØDLYS | CBS EURO | CBS-BAT45.18 |  | BAT 12V 45Ah 18 Blokker | 56316
NØDLYS | CBS EURO | CBS-BAT55.1 |  | BAT 12V 55Ah | 3790
NØDLYS | CBS EURO | CBS-BAT55.18 |  | BAT 12V 55Ah 18 Blokker | 68205
NØDLYS | CBS EURO | CBS-BAT75.1 |  | BAT 12V 75Ah | 4859
NØDLYS | CBS EURO | CBS-BAT75.18 |  | BAT 12V 75Ah 18 Blokker | 87446
NØDLYS | CBS EURO | IM0404 |  | Inn modul 4x230VAC & 4 digitalx24VDC | 6698
NØDLYS | CBS EURO | LM0001 |  | Adr Modul SET-10 | 734
NØDLYS | CBS EURO | LM0002 |  | Adr Modul SET-10 DIM DALI | 1008
NØDLYS | CBS EURO | LM0003 |  | 230V AC Koblingsenhet NUS | 587
NØDLYS | CBS EURO | LM0004 |  | Adr Modul SET-30 (-30DegC) | 918
NØDLYS | CBS EURO | MM0001 |  | 3fas spenningsvakt 230VAC (BUS) | 2752
NØDLYS | CBS EURO | MM0002 |  | 3fas Sp.Vakt m/test 5xInn 230VAC (BUS) | 4588
NØDLYS | CBS EURO | MS0001.08 |  | CBS Hovedsentral 8 Kurser Adr/Sone | 130835
NØDLYS | CBS EURO | MS0002.12 |  | CBS Hovedsentral 12 Kurser Adr/Sone | 134503
NØDLYS | CBS EURO | MS0003.16 |  | CBS Hovedsentral 16 Kurser Adr/Sone | 137073
NØDLYS | CBS EURO | MS0004.20 |  | CBS Hovedsentral 20 Kurser Adr/Sone | 148082
NØDLYS | CBS EURO | MS0005.24 |  | CBS Hovedsentral 24 Kurser Adr/Sone | 154506
NØDLYS | CBS EURO | MS0006.28 |  | CBS Hovedsentral 28 Kurser Adr/Sone | 163312
NØDLYS | CBS EURO | MS0007.17 |  | CBS Hovedsentral 32 Kurser Adr/Sone | 171754
NØDLYS | CBS EURO | MS0008.18 |  | CBS Hovedsentral 36 Kurser Adr/Sone | 180561
NØDLYS | CBS EURO | MS0009.40 |  | CBS Hovedsentral 40 Kurser Adr/Sone | 189186
NØDLYS | CBS EURO | MS10004.4 |  | CBS Sentral 650W 4K + 4K Res Adr/Sone | 142040
NØDLYS | CBS EURO | MS10008.8 |  | CBS Sentral 1380W 8K + 8K Res Adr/Sone | 158615
NØDLYS | CBS EURO | MS10012.12 |  | CBS Sentral 2385W 12K + 8K Res Adr/Son | 172350
NØDLYS | CBS EURO | SE0001.01 |  | System ekspansjon +1 Bus | 11469
NØDLYS | CBS EURO | SE0002.03 |  | System ekspansjon +3 Bus | 18533
NØDLYS | CBS EURO | SE0003.12 |  | System ekspansjon fra 6 til 12kVA | 7339
NØDLYS | CBS EURO | ST0001.04P |  | U-sentr plast 4 kurs Adr/Sone, 4 Inng | 22019
NØDLYS | CBS EURO | ST0002.08P |  | U-sentr plast 8 kurs Adr/Sone, 4 Inng | 28809
NØDLYS | CBS EURO | ST0003.04 |  | U-sentr stål 4 kurs Adr/Sone, 4 Inng | 37618
NØDLYS | CBS EURO | ST0004.08 |  | U-sentr stål 8 kurs Adr/Sone, 4 Inng | 47708
NØDLYS | CBS EURO | ST0005.12 |  | U-sentr stål 12 kurs Adr/Sone, 4 Inng | 57067
NØDLYS | CBS EURO | ST0006.16 |  | U-sentr stål 16 kurs Adr/Sone, 4 Inng | 68261
NØDLYS | CBS EURO | ST0007.20 |  | U-sentr stål 20 kurs Adr/Sone, 4 Inng | 73949
NØDLYS | CBS EURO | ST0008.24 |  | U-sentr stål 24 kurs Adr/Sone, 4 Inng | 87896
NØDLYS | CBS EURO | ST0009.28 |  | U-sentr stål 28 kurs Adr/Sone, 4 Inng | 96703
NØDLYS | CBS EURO | ST0010.32 |  | U-sentr stål 32 kurs Adr/Sone, 4 Inng | 105511
NØDLYS | CBS EURO | ST0011.36 |  | U-sentr stål 36 kurs Adr/Sone, 4 Inng | 116154
NØDLYS | CBS EURO | ST0012.40 |  | U-sentr stål 40 kurs Adr/Sone, 4 Inng | 123310
NØDLYS | CBS EURO ARMATURER | 138002.S10 |  | ImPerLED Kombi SET-10 IP65 230V m/pikt Sentr | 2473
NØDLYS | CBS EURO ARMATURER | 138002.S30 |  | ImPerLED Kombi SET-30 IP65 230V m/pikt Sentr | 2822
NØDLYS | CBS EURO ARMATURER | 138004.S10 |  | Cube M 50m SET-10 230V m/pikt Sentr | 4678
NØDLYS | CBS EURO ARMATURER | 138005.S10 |  | SeqLED SET-10 230V Sentr | 2533
NØDLYS | CBS EURO ARMATURER | 138005.S30 |  | SeqLED SET-30 230V Sentr | 2925
NØDLYS | CBS EURO ARMATURER | 138006.S10 |  | Ova-OmniLED Square ER/AP SET-10 230V Sentr | 2079
NØDLYS | CBS EURO ARMATURER | 138007.S10 |  | Ova-OmniLED R S ER/AP SET-10 230V Sentr | 2129
NØDLYS | CBS EURO ARMATURER | 138015.S30 |  | FloodLED SET-30 230V Sentr | 4302
NØDLYS | CBS EURO ARMATURER | 138087.S10 |  | ExiLED M 25m SET-10 230V m/pikt Sentr | 2447
NØDLYS | CBS EURO ARMATURER | 138126.S10 |  | ExiLED M 40m SET-10 230V m/pikt Sentr | 3007
NØDLYS | CBS EURO ARMATURER | 138410.S30 |  | SeqLED R SET-10 230V Sentr | 2519
NØDLYS | CBS EURO ARMATURER | 290057.S10 |  | UniLED Kombi SET-10 230V m/Pikt Sentr | 2133
NØDLYS | CBS EURO ARMATURER | 290073.S10 |  | AeriLED AP SET-10 230V Sentr | 2108
NØDLYS | CBS EURO ARMATURER | 290253.S10 |  | MaxLED M 47m SET-10 230V m / bilde Sentr | 3465
NØDLYS | CBS EURO ARMATURER | 290254.S10 |  | MaxLED M 26m SET-10 230V m / bilde Sentr | 2763
NØDLYS | CBS EURO ARMATURER | 290255.S10 |  | MaxLED M 65m SET-10 230V m / bilde Sentr | 4155
NØDLYS | CENTRO LED | 138371 |  | Ova-OmniLED LED 24V Centr. | 1946
NØDLYS | CENTRO LED | 138372 |  | Οva-OmniLED R S LED 24V Centr. | 2017
NØDLYS | CENTRO LED | 138376 |  | Ova-OmniLED NM LED 230V Centr. | 1999
NØDLYS | CENTRO LED | 138377 |  | Ova-OmniLED R S NM LED 230V Centr. | 2149
NØDLYS | CENTRO LED | 290095 |  | UniLED Kombi LED 230V m/pikt sentr. | 2223
NØDLYS | CENTRO LED | 290096 |  | UniLED Kombi LED 24V m/pikt sentr. | 2166
NØDLYS | CENTRO LED | 290142 |  | ExiLED 25m CBS 230V | 2395
NØDLYS | CENTRO LED | 290143 |  | ExiLED 40m CBS 230V | 3258
NØDLYS | CENTRO LED | 290144 |  | ExiLED 25m CBS 24V | 2399
NØDLYS | CENTRO LED | 290146 |  | ExiLED 40m CBS 24V | 3085
NØDLYS | CENTRO LED | 290147 |  | ImperLED CBS 230V | 2450
NØDLYS | CENTRO LED | 290148 |  | ImperLED CBS 24V | 2109
NØDLYS | CENTRO LED | 290172 |  | AeriLED AP NM LED 230V sentr. | 2420
NØDLYS | CENTRO LED | 290266 |  | MaxLED M LED 47m sentr. | 4087
NØDLYS | CENTRO LED | 290267 |  | MaxLED M LED 26m sentr. | 2978
NØDLYS | CENTRO LED | 290268 |  | MaxLED M LED 65m sentr | 5153
NØDLYS | CENTRO LED | 299301 |  | CENTRO 230V/300VA 4k kursovervåket | 56747
NØDLYS | CENTRO LED | 299302 |  | CENTRO 230V/600VA 8k kursovervåket | 74199
NØDLYS | CENTRO LED | 299303 |  | Kurskort 4 kurser for Sentral 230V | 5281
NØDLYS | CENTRO LED | 299308 |  | CENTRO 24V/300W 4k kursovervåket | 53472
NØDLYS | CENTRO LED | 299309 |  | CENTRO 24V/600W 8k kursovervåket | 69834
NØDLYS | CENTRO LED | 299310 |  | Kurskort 4 kurser for Sentral 24V | 4367
NØDLYS | CENTRO LED | 299311 |  | ETHERNET KONTROLLER | 2128
NØDLYS | CENTRO LED | 290083.STR |  | LED strip m. 15LED for ExiLED 22 CBS | 533
NØDLYS | DELTA QUAD DUO | 251454.01 |  | CABLEKIT DUO | 1714
NØDLYS | DELTA QUAD DUO | 290270 |  | OmniLED NM ST LED LP 1h | 2872
NØDLYS | DELTA QUAD DUO | 290271 |  | OmniLED R NM ST LED LP 1h | 2872
NØDLYS | DELTA QUAD DUO | 290272 |  | OvaLED NM ST LED LP 1h | 2872
NØDLYS | DELTA QUAD DUO | 290273 |  | OvaLED R NM ST LED LP 1h | 2872
NØDLYS | DELTA QUAD DUO | 290274 |  | Mains monitor 4CH LP | 2873
NØDLYS | DELTA QUAD DUO | 290280 |  | ExiLED M ST LED 22m LP 1h | 2568
NØDLYS | DELTA QUAD DUO | 2925030 |  | Batteri 3,6V/600Ah NiMH, reservebatteri 1 times backup | 236
NØDLYS | DELTA QUAD DUO | 2925031 |  | Batteri 4,8V/1,2Ah NiMH DeltaQ Duo | 668
NØDLYS | DIVERSE | 244011 |  | Batteri bly 6V 4,5Ah | 448
NØDLYS | DIVERSE | 252000 |  | Delta Compact nødlys 2 sl u/eBusNO | 48404
NØDLYS | DIVERSE | 252000.1 |  | Delta Compact nødlys 2 sl m/eBusNO | 52283
NØDLYS | DIVERSE | 252000.4 |  | Delta Compact nødlys 4 sl NO | 75545
NØDLYS | DIVERSE | 255130.1 |  | Delta DA nødlys m/LON kit | 19591
NØDLYS | DIVERSE | 290080.1 |  | ExiLED piktogram 22 pil N tosidig | 533
NØDLYS | DIVERSE | 290080.11 |  | ExiLED HC piktogram 22m tosidig pil N | 900
NØDLYS | DIVERSE | 290080.110 |  | ExiLED pikt 22m 2-s pil H-N | 900
NØDLYS | DIVERSE | 290080.120 |  | ExiLED pikt 22m 2-s pil H-O | 900
NØDLYS | DIVERSE | 290080.130 |  | ExiLED pikt 22m 1-s pil H-N | 900
NØDLYS | DIVERSE | 290080.140 |  | ExiLED pikt 22m 1-s pil H-O | 820
NØDLYS | DIVERSE | 290080.150 |  | ExiLED pikt 22m 1-s pil V-N | 954
NØDLYS | DIVERSE | 290080.160 |  | ExiLED pikt 22m 1-s pil V-O | 900
NØDLYS | DIVERSE | 290080.2 |  | ExiLED piktogram 22 pil H tosidig | 532
NØDLYS | DIVERSE | 290080.21 |  | ExiLED HC piktogram 22m tosidig pil H | 900
NØDLYS | DIVERSE | 290080.3 |  | ExiLED piktogram 22 pil O tosidig | 549
NØDLYS | DIVERSE | 290080.31 |  | ExiLED HC piktogram 22m tosidig pil O | 869
NØDLYS | DIVERSE | 290080.4 |  | ExiLED piktogram 22 pil N enkelts. | 533
NØDLYS | DIVERSE | 290080.41 |  | ExiLED HC piktogram 22m enkelsidig pil N | 820
NØDLYS | DIVERSE | 290080.5 |  | ExiLED piktogram 22 pil H enkelts. | 533
NØDLYS | DIVERSE | 290080.51 |  | ExiLED HC piktogram 22m enkelsidig pil H | 820
NØDLYS | DIVERSE | 290080.6 |  | ExiLED piktogram 22 pil V enkelts. | 533
NØDLYS | DIVERSE | 290080.61 |  | ExiLED HC piktogram 22m enkelsidig pil V | 869
NØDLYS | DIVERSE | 290080.7 |  | ExiLED piktogram 22 pil O enkelts. | 549
NØDLYS | DIVERSE | 290080.71 |  | ExiLED HC piktogram 22m enkelsidig pil O | 869
NØDLYS | DIVERSE | 290087.1 |  | ExiLED 22/25 innbyggingssett | 838
NØDLYS | DIVERSE | 290091 |  | Trådløs Nettverksgateway med sw | 4369
NØDLYS | DIVERSE | 290091.13 |  | UniLED piktogram enkelts. H/V/O/N | 163
NØDLYS | DIVERSE | 290091.14 |  | UniLED piktogram m/brannslange | 482
NØDLYS | DIVERSE | 290091.15 |  | UniLED pikt kit 1-s HN/VN-HO/VO | 211
NØDLYS | DIVERSE | 290091.16 |  | UniLED HC piktogram enkelsidig | 211
NØDLYS | DIVERSE | 290091.17 |  | Plug-in modul Trådløs Exi-/MaxLED | 3219
NØDLYS | DIVERSE | 290091.2 |  | PlugIn modul Trådløs for arm hus i plast | 2038
NØDLYS | DIVERSE | 290091.3 |  | Plug-in modul DALI | 1036
NØDLYS | DIVERSE | 290091.4 |  | Trådløs Nettverksforsterker | 3012
NØDLYS | DIVERSE | 290091.5 |  | Trådløs Signalstyrketester - RSSI | 3782
NØDLYS | DIVERSE | 290092 |  | Trådløs Nettverkgateway Wifi med sw | 5571
NØDLYS | DIVERSE | 290093 |  | Uniled Kombi LED 230V 1t m/pikt. | 1654
NØDLYS | DIVERSE | 290097 |  | Plug-in modul elBus | 708
NØDLYS | DIVERSE | 290099 |  | Plug-in modul potfri | 700
NØDLYS | DIVERSE | 290120.1 |  | ExiLED piktogram 34 pil N tosidig | 767
NØDLYS | DIVERSE | 290120.2 |  | ExiLED piktogram 34 pil H tosidig | 767
NØDLYS | DIVERSE | 290120.3 |  | ExiLED piktogram 34 pil O tosidig | 869
NØDLYS | DIVERSE | 290120.4 |  | ExiLED piktogram 34 pil N enkelts. | 767
NØDLYS | DIVERSE | 290120.5 |  | ExiLED piktogram 34 pil H enkelts. | 767
NØDLYS | DIVERSE | 290120.6 |  | ExiLED piktogram 34 pil V enkelts. | 767
NØDLYS | DIVERSE | 290120.7 |  | ExiLED piktogram 34 pil O enkelts. | 767
NØDLYS | DIVERSE | 290130.1 |  | ExiLED piktogram 44 pil N tosidig | 1090
NØDLYS | DIVERSE | 290130.11 |  | EXILED HC PIKTOGRAM 44M TOSIDIG PIL N | 2047
NØDLYS | DIVERSE | 290130.2 |  | ExiLED piktogram 44 pil H tosidig | 1090
NØDLYS | DIVERSE | 290130.3 |  | ExiLED piktogram 44 pil O tosidig | 1236
NØDLYS | DIVERSE | 290130.4 |  | ExiLED piktogram 44 pil N enkelts. | 1090
NØDLYS | DIVERSE | 290130.41 |  | EXILED HC PIKTOGRAM 44M ENKELSIDIG PIL N | 1931
NØDLYS | DIVERSE | 290130.5 |  | ExiLED piktogram 44 pil H enkelts. | 1090
NØDLYS | DIVERSE | 290130.51 |  | EXILED HC PIKTOGRAM 44M ENKELSIDIG PIL H | 2047
NØDLYS | DIVERSE | 290130.6 |  | ExiLED piktogram 44 pil V enkelts. | 1090
NØDLYS | DIVERSE | 290130.61 |  | EXILED HC PIKTOGRAM 44M ENKELSIDIG PIL V | 2047
NØDLYS | DIVERSE | 290130.7 |  | ExiLED piktogram 44 pil O enkelts. | 1155
NØDLYS | DIVERSE | 290180 |  | Batteri 3,6V/1,2Ah NiMH | 354
NØDLYS | DIVERSE | 290182 |  | Avlaster plate, max 145mm hullmål | 224
NØDLYS | DIVERSE | 290183 |  | ExiLED 22 diodematrise | 551
NØDLYS | DIVERSE | 290185 |  | ExiLED 44 diodematrise | 796
NØDLYS | DIVERSE | 290186 |  | Exi-/MaxLED veggbrakett | 218
NØDLYS | DIVERSE | 290187 |  | ExiLED brakett for flaggmontasje | 1483
NØDLYS | DIVERSE | 290188 |  | Exi-/MaxLED avstandshylse for takmont. | 180
NØDLYS | DIVERSE | 290189 |  | Exi-/MaxLED pendelopphengsett 1,0m | 1375
NØDLYS | DIVERSE | 290191 |  | Exi-/MaxLED wireopphengsett 2,0m | 1603
NØDLYS | DIVERSE | 290192 |  | ExiLED 22 beskyttelsesgitter | 1407
NØDLYS | DIVERSE | 290193 |  | ExiLED 34 beskyttelsesgitter | 1515
NØDLYS | DIVERSE | 290194 |  | ExiLED 44 beskyttelsesgitter | 1718
NØDLYS | DIVERSE | 290195 |  | Avlasterplate ExiLED 22 innf | 1012
NØDLYS | DIVERSE | 290201 |  | UniLED tosidig deksel | 774
NØDLYS | DIVERSE | 290201.1 |  | UniLED tosidig deksel m pikt HVN | 1143
NØDLYS | DIVERSE | 290263.1 |  | MaxLED piktogram 47 pil N | 411
NØDLYS | DIVERSE | 290263.2 |  | MaxLED piktogram 47 pil H | 436
NØDLYS | DIVERSE | 290263.3 |  | MaxLED piktogram 47 pil V | 411
NØDLYS | DIVERSE | 290263.4 |  | MaxLED piktogram 47 pil O | 465
NØDLYS | DIVERSE | 290264.1 |  | MaxLED piktogram 26 pil N | 186
NØDLYS | DIVERSE | 290264.2 |  | MaxLED piktogram 26 pil H | 201
NØDLYS | DIVERSE | 290264.3 |  | MaxLED piktogram 26 pil V | 201
NØDLYS | DIVERSE | 290264.4 |  | MaxLED piktogram 26 pil O | 211
NØDLYS | DIVERSE | 290265.1 |  | MaxLED piktogram 65 pil N | 745
NØDLYS | DIVERSE | 290265.2 |  | MaxLED piktogram 65 pil H | 703
NØDLYS | DIVERSE | 290265.3 |  | MaxLED piktogram 65 pil V | 703
NØDLYS | DIVERSE | 290265.4 |  | MaxLED piktogram 65 pil O | 745
NØDLYS | DIVERSE | 290298 |  | MaxLED 47 beskyttelsesgitter | 1621
NØDLYS | DIVERSE | 290299 |  | MaxLED 26 beskyttelsesgitter | 1606
NØDLYS | DIVERSE | 290300 |  | MaxLED 65 beskyttelsesgitter | 1839
NØDLYS | DIVERSE | 290312 |  | UniLED HC pikt tosidig | 341
NØDLYS | DIVERSE | 290317 |  | UniLED pikt kit 2-s HN/VN - HO/VO | 238
NØDLYS | DIVERSE | 290330 |  | MaxLED 47 bakplate for e-s mont. | 296
NØDLYS | DIVERSE | 290331 |  | MaxLED 26 bakplate for e-s mont. | 123
NØDLYS | DIVERSE | 290332 |  | MaxLED 65 bakplate for e-s mont. | 492
NØDLYS | DIVERSE | 290409 |  | ProLED HC pikt tosidig | 406
NØDLYS | DIVERSE | 290411 |  | ProLED HC pikt enkelsidig | 236
NØDLYS | DIVERSE | 290413 |  | PROLED SC KOMBI ST LED 230V 1T | 9974
NØDLYS | DIVERSE | 290414 |  | ProLED diodematrise | 863
NØDLYS | DIVERSE | 290415 |  | Batteri 3,6V/2,0Ah NiMH | 540
NØDLYS | DIVERSE | 290417 |  | ProLED tosidig deksel m/pikt | 708
NØDLYS | DIVERSE | 290418 |  | ProLED piktogram enkeltsidig HVON | 161
NØDLYS | DIVERSE | 290419 |  | ProLED piktogram enkeltsidig pil O | 57
NØDLYS | DIVERSE | 290421 |  | Super Kondensator kit for ProLED SC 1t | 6462
NØDLYS | DIVERSE | 290431 |  | ProLED pikt kit 1- s HN/VN - HO/VO | 229
NØDLYS | DIVERSE | 290432 |  | ProLED pikt kit 2-s HN/VN - HO/VO | 266
NØDLYS | DIVERSE | 290433 |  | PROLED PIKTO TOSIDIG PIL 2XO, 2XN, HV | 322
NØDLYS | DIVERSE | 299000 |  | FSP-3236CCP Eex M STS 1t | 39428
NØDLYS | DIVERSE | 299002 |  | UniLED takbrakett | 643
NØDLYS | DIVERSE | 2925000 |  | Batteripakke 3,6V/1,6Ah NiCd | 464
NØDLYS | DIVERSE | 2925004 |  | Batteripakke 4,8V/300mAh NiMh | 304
NØDLYS | DIVERSE | 2925007 |  | Batteripakke 4,8V/2,1Ah NiMH | 843
NØDLYS | DIVERSE | 2925024 |  | Batteri 4,8V/1,2Ah NiMH | 369
NØDLYS | DIVERSE | 2992019.1 |  | UniLED piktogram HC pil H | 87
NØDLYS | DIVERSE | 2992019.2 |  | UniLED piktogram HC pil V | 87
NØDLYS | DIVERSE | 2992019.3 |  | UniLED piktogram HC pil N | 84
NØDLYS | DIVERSE | 2992020 |  | UniLED pikto tosidig pil 2XO, 2XN, HV | 161
NØDLYS | DIVERSE | 2992030.1 |  | Etterlysende skilt H/10m | 2459
NØDLYS | DIVERSE | 2992030.2 |  | Etterlysende skilt V/10m | 2459
NØDLYS | DIVERSE | 2992030.3 |  | Etterlysende skilt Ned/10m | 2075
NØDLYS | DIVERSE | 2992031.1 |  | Etterlysende skilt H/15m | 2734
NØDLYS | DIVERSE | 2992031.2 |  | Etterlysende skilt V/15m | 2734
NØDLYS | DIVERSE | 2992031.3 |  | Etterlysende skilt Ned/15m | 2559
NØDLYS | DIVERSE | 2992032.1 |  | Etterlysende skilt H/20m | 6609
NØDLYS | DIVERSE | 2992032.2 |  | Etterlysende skilt V/20m | 6609
NØDLYS | DIVERSE | 2992032.3 |  | Etterlysende skilt Ned/20m | 6189
NØDLYS | DIVERSE | 2992033.10 |  | Etterlysende Brannslange 20x20 | 2646
NØDLYS | DIVERSE | 2992033.8 |  | Etterlysende Brannalarm 20x20 | 2646
NØDLYS | DIVERSE | 2992033.9 |  | Etterlysende Brannslokker 20x20 | 1863
NØDLYS | DIVERSE | 26972ELFA |  | ExiLED 22 LP diodematrise | 42
NØDLYS | DIVERSE | 29009X.STR |  | UniLED Universal LEDstrip | 979
NØDLYS | DIVERSE | 290123.STR |  | LED strip m. 18LED for ExiLED 34 CBS | 736
NØDLYS | DIVERSE | 290131.STR |  | LED strip m. 21LED for ExiLED 44 | 885
NØDLYS | DIVERSE | 290133.STR |  | LED strip m. 21LED for ExiLED 44 CBS | 871
NØDLYS | DIVERSE | 29040X.STR |  | ProLED LEDstrip | 1041
NØDLYS | LIFE X 138 | 138002 |  | ImPerLED Combi ST LED 230V w/pict 138h | 2621
NØDLYS | LIFE X 138 | 138003 |  | Ova-OmniLED PRO Round Surface ER/AP NM ST LED 230V 138h | 3029
NØDLYS | LIFE X 138 | 138004 |  | Cube M ST LED 50m 230V 138h | 8036
NØDLYS | LIFE X 138 | 138005 |  | SeqLED E NM ST LED 230V 138h | 3603
NØDLYS | LIFE X 138 | 138006 |  | Ova-OmniLED Square ER/AP NM ST LED 230V 138h | 2773
NØDLYS | LIFE X 138 | 138007 |  | Ova-OmniLED R Spot ER/AP NM ST LED 230V 138h | 2773
NØDLYS | LIFE X 138 | 138008 |  | MultiLED Combi ST LED 230V w/pict 138h | 2101
NØDLYS | LIFE X 138 | 138009 |  | MaxLED M ST LED 26m 230V 138h | 2319
NØDLYS | LIFE X 138 | 138010 |  | MultiLED PRO Combi ST LED 230V w/pict 138h | 2164
NØDLYS | LIFE X 138 | 138011 |  | ExitLED PRO M ST LED 230V w/pict 138h | 4001
NØDLYS | LIFE X 138 | 138057 |  | UniLED Combi ST LED 230V w/pict 138h | 1923
NØDLYS | LIFE X 138 | 138073 |  | AeriLED AP NM ST LED 230V 138h | 2473
NØDLYS | LIFE X 138 | 138087 |  | ExiLED M ST LED 25m 230V 138h | 2556
NØDLYS | LIFE X 138 | 138126 |  | ExiLED M ST LED 40m 230V 138h | 3029
NØDLYS | LIFE X 138 | 138172 |  | AgoraLED NM LED IP42 230V 2X6W 138h | 8036
NØDLYS | LIFE X 138 | 138173 |  | AgoraLED NM LED IP65 230V 2X6W 138h | 9890
NØDLYS | LIFE X 138 | 138177 |  | Ova-OmniLED PRO Round R ER/AP NM ST LED 230V 138h | 2319
NØDLYS | LIFE X 138 | 138254 |  | MaxLED M ST LED 47m 230V 138h | 3864
NØDLYS | LIFE X 138 | 138255 |  | MaxLED M ST LED 65m 230V 138h | 5718
NØDLYS | LIFE X 138 | 138406 |  | ImPerLED Combi E ST LED 230V w/pict 138h | 4827
NØDLYS | LIFE X 138 | 138410 |  | SeqLED ER NM ST LED 230V 138h | 2782
NØDLYS | LIFE X 138 10Y | 138002.10 |  | ImPerLED Combi ST LED 230V w/pict 10Υ 138h | 2923
NØDLYS | LIFE X 138 10Y | 138003.10 |  | Ova-OmniLED PRO Rnd Surface ER/AP NM ST LED 230V 10Υ 138h | 3314
NØDLYS | LIFE X 138 10Y | 138004.10 |  | Cube M ST LED 50m 230V 10Υ 138h | 8046
NØDLYS | LIFE X 138 10Y | 138005.10 |  | SeqLED E NM ST LED 230V 10Υ 138h | 3764
NØDLYS | LIFE X 138 10Y | 138006.10 |  | Ova-OmniLED Square ER/AP NM ST LED 230V 10Υ 138 | 2813
NØDLYS | LIFE X 138 10Y | 138007.10 |  | Ova-OmniLED R S ER/AP NM ST LED 230V 10Υ 138 | 2629
NØDLYS | LIFE X 138 10Y | 138008.10 |  | MultiLED Combi ST LED 230V w/pict 10Υ 138h | 2429
NØDLYS | LIFE X 138 10Y | 138009.10 |  | MaxLED M ST LED 26m 230V 10Υ 138h | 3288
NØDLYS | LIFE X 138 10Y | 138010.10 |  | MultiLED PRO Combi ST LED 230V w/pict 10Υ 138h | 2448
NØDLYS | LIFE X 138 10Y | 138011.10 |  | ExitLED PRO M ST LED 230V w/pict 10Υ 138h | 4617
NØDLYS | LIFE X 138 10Y | 138057.10 |  | UniLED Combi ST LED 230V w/Pict 10Υ 138h | 2373
NØDLYS | LIFE X 138 10Y | 138073.10 |  | AeriLED AP NM ST LED 230V 10Υ 138h | 2822
NØDLYS | LIFE X 138 10Y | 138087.10 |  | ExiLED M ST LED 25m 230V 10Υ 138h | 3012
NØDLYS | LIFE X 138 10Y | 138126.10 |  | ExiLED M ST LED 40m 230V 10Υ 138h | 4004
NØDLYS | LIFE X 138 10Y | 138177.10 |  | Ova-OmniLED PRO Round R ER/AP NM ST LED 230V 10Υ 138h | 2817
NØDLYS | LIFE X 138 10Y | 138254.10 |  | MaxLED M ST LED 47m 230V 10Υ 138h | 4317
NØDLYS | LIFE X 138 10Y | 138255.10 |  | MaxLED M ST LED 65m 230V 10Υ 138h | 6368
NØDLYS | LIFE X 138 10Y | 138406.10 |  | ImPerLED Combi E ST LED 230V w/pict 10Υ 138h | 4956
NØDLYS | LIFE X 138 10Y | 138410.10 |  | SeqLED ER NM ST LED 230V 10Υ 138h | 3123
NØDLYS | LIFE X 138 10Y | 138560.10 |  | FloodLED NM ST LED 230V 138h | 5097
NØDLYS | LIFE X 138 ACCESSORIES | 138080.1 |  | EXILED 25m Pictogram Set 2D2U-RL-B | 185
NØDLYS | LIFE X 138 ACCESSORIES | 138080.2 |  | EXILED 25m HC Pictogram Set 2D2U-RL-B | 185
NØDLYS | LIFE X 138 ACCESSORIES | 138080.3 |  | EXILED 25m Pictogram Set RU-LU-RD-LD | 185
NØDLYS | LIFE X 138 ACCESSORIES | 138091 |  | Wireless Network Master ETH/WiFi T2 | 4327
NØDLYS | LIFE X 138 ACCESSORIES | 138091.12 |  | Tablet PC Wireless T2 | 23180
NØDLYS | LIFE X 138 ACCESSORIES | 138091.17 |  | Plug-in module Wireless Exi-/MaxLED T2 | 2039
NØDLYS | LIFE X 138 ACCESSORIES | 138091.18 |  | Wireless I/O Unit T2 | 2905
NØDLYS | LIFE X 138 ACCESSORIES | 138091.2 |  | Plug-in module Wireless T2 | 1965
NØDLYS | LIFE X 138 ACCESSORIES | 138091.4 |  | Wireless Network Extender T2 | 3091
NØDLYS | LIFE X 138 ACCESSORIES | 138091.5 |  | Wireless Signal Strength Tester RSSI T2 | 2319
NØDLYS | LIFE X 138 ACCESSORIES | 138092 |  | Wireless Network Master USB T2 | 3399
NØDLYS | LIFE X 138 ACCESSORIES | 138120.1 |  | EXILED 40m Pictogram Set 2D2U-RL-B | 247
NØDLYS | LIFE X 138 ACCESSORIES | 138120.2 |  | EXILED 40m HC Pictogram Set 2D2U-RL-B | 247
NØDLYS | LIFE X 138 ACCESSORIES | 138189 |  | MultiLED Pendant 1m | 774
NØDLYS | LIFE X 138 ACCESSORIES | 138263.1 |  | MAXLED 26m Pictogram Set 2D2U-RL-B | 328
NØDLYS | LIFE X 138 ACCESSORIES | 138264.1 |  | MAXLED 47m Pictogram Set 2D2U-RL-B | 464
NØDLYS | LIFE X 138 ACCESSORIES | 138265.1 |  | MAXLED 65m Pictogram Set 2D2U-RL-B | 618
NØDLYS | LIFE X 138 ACCESSORIES | 290057.11 |  | UniLED Two sided suspended pictogram kit | 600
NØDLYS | LIFE X 138 ACCESSORIES | 290091.18 |  | Input / output unit (i/o) for wireless Emergency Lighting | 3622
NØDLYS | LIFE X 138 ACCESSORIES | 290405.11 |  | ImperLED Two sided suspended pictogram kit | 484
NØDLYS | LIFE X 138 ACCESSORIES | 290405.12 |  | ImperLED recessed kit | 308
NØDLYS | LIFE X 138 ACCESSORIES | 290416 |  | Imper/Uni/ProLED ceiling/flagbracket | 492
NØDLYS | LIFE X 138 ACCESSORIES | 290420 |  | Imper/Uni/ProLED pendant 1,75m | 1407
NØDLYS | LIFE X 138 ACCESSORIES | 290470 |  | Magnetic test card for ImperLED | 28
NØDLYS | LIFE X 138 ACCESSORIES | 290471 |  | UniLED / ImperLED Wall Bracket | 241
NØDLYS | LIFE X 138 ACCESSORIES | 298100.1 |  | MultiLED flag bracket | 196
NØDLYS | LIFE X 138 ACCESSORIES | 298100.2 |  | AgoraLED protection grid | 1310
NØDLYS | LIFE X 138 ACCESSORIES | 298100.3 |  | MultiLED protection grid | 1310
NØDLYS | LIFE X 138 ACCESSORIES | 298100.4 |  | MultiLED Recessed Kit 22m | 984
NØDLYS | LIFE X 138 ACCESSORIES | 298100.5 |  | MultiLED Recessed Kit 30m | 1148
NØDLYS | LIFE X 138 ACCESSORIES | 298100.6 |  | MultiLED Wire pendant 2m | 984
NØDLYS | LIFE X 138 ACCESSORIES | 298100.7 |  | MultiLED Set of 6pcs pictograms(2xD/2xU/R/L) for two-sided mounting | 164
NØDLYS | LIFE X 138 ACCESSORIES | 299012 |  | Imper/Uni/ProLED Protection Grid | 1072
NØDLYS | LIFE X 138 ACCESSORIES | 290057.STR |  | UniLED Ledstrip for LifePo4 | 209
NØDLYS | LIFE X 138 ACCESSORIES | 29008X.STR |  | ExiLED 22m Ledstrip | 507
NØDLYS | LIFE X 138 ACCESSORIES | 2900XX.STR |  | 5 lux lens for Ova-omniLED | 181
NØDLYS | LIFE X 138 ACCESSORIES | 29012X.STR |  | ExiLED 34m Ledstrip | 636
NØDLYS | LIFE X 138 ACCESSORIES | 290BAT.1 |  | LiFePO4 battery 3,2V 2Ah | 535
NØDLYS | LIFE X 138 ACCESSORIES | 290BAT.10 |  | 4,8V 1,2Ah NiMH battery + adaptor for 8h for Ova-Omni R | 492
NØDLYS | LIFE X 138 ACCESSORIES | 290BAT.11 |  | 3,6V 2Ah NiMH battery + adaptor for 8h for ImperLED | 655
NØDLYS | LIFE X 138 ACCESSORIES | 290BAT.12 |  | 4,8V 2Ah LTO battery + adaptor for 8h for ImperLED E | 1391
NØDLYS | LIFE X 138 ACCESSORIES | 290BAT.2 |  | LiFePO4 battery 6,4V 1,2Ah | 757
NØDLYS | LIFE X 138 ACCESSORIES | 290BAT.3 |  | LiFePO4 battery 6,4V 0,6Ah | 420
NØDLYS | LIFE X 138 ACCESSORIES | 290BAT.4 |  | Li4Ti5O12 battery 4,8V 2Ah | 1258
NØDLYS | LIFE X 138 ACCESSORIES | 290BAT.5 |  | Li4Ti5O12 battery 4,8V 1Ah | 389
NØDLYS | LIFE X 138 ACCESSORIES | 290BAT.6 |  | 4,8V 2Ah stick NiMH battery | 492
NØDLYS | LIFE X 138 ACCESSORIES | 290BAT.7 |  | 4,8V 1,7Ah NiMH battery | 492
NØDLYS | LIFE X 138 ACCESSORIES | 290BAT.8 |  | 3,6V 1,7Ah NiMH battery | 492
NØDLYS | LIFE X 138 ACCESSORIES | 290BAT.9 |  | 4,8V 1,2Ah NiMH battery + adaptor for 8h for UniLED | 464
TALEVARSLING | PAVA | 251060.700 |  | Delta Compact tegningsskap | 4961
TALEVARSLING | PAVA | 254526 |  | Tale ITS kondensator for høyttaler | 188
TALEVARSLING | PAVA | 256039 |  | TALE NETTKABEL EURO | 261
TALEVARSLING | PAVA | 256057 |  | TALE HØYTT. MONITOR 15W WHITE | 1664
TALEVARSLING | PAVA | 256058 |  | TALE HØYTT. MONITOR 30W hvit | 2914
TALEVARSLING | PAVA | 256059 |  | TALE HØYTT. MONITOR 50W HVIT | 2803
TALEVARSLING | PAVA | 256064 |  | TALE HØYTT. MONITOR 15W SORT | 1664
TALEVARSLING | PAVA | 256065 |  | TALE HØYTT. MONITOR 30W SORT | 2585
TALEVARSLING | PAVA | 256066 |  | TALE HØYTT. MONITOR 50W SORT | 2803
TALEVARSLING | PAVA | 256067 |  | TALE HØYTT. MS AKTIV SORT | 5587
TALEVARSLING | PAVA | 580231 |  | Tale effektforsterker 2XD250 | 25393
TALEVARSLING | PAVA | 580232 |  | Tale effektforsterker 2XD400 | 28123
TALEVARSLING | PAVA | 580242 |  | Tale forsterker 4xD125B | 58408
TALEVARSLING | PAVA | 580243 |  | Tale forsterker 4XD250B | 83824
TALEVARSLING | PAVA | 580249.11 |  | Tale effektforsterker 4XD500, versjon 1. | 95738
TALEVARSLING | PAVA | 581310 |  | Tale AVC sensor mic. innf. | 16967
TALEVARSLING | PAVA | 581320 |  | Tale XLR for veggboks | 974
TALEVARSLING | PAVA | 581321 |  | Volum kontroll Panel til talevarsling | 1979
TALEVARSLING | PAVA | 581329 |  | Tale påveggsramme for 581320 | 471
TALEVARSLING | PAVA | 581340 |  | Tale RJ terminering for DIN | 2256
TALEVARSLING | PAVA | 581722 |  | Tale Powersupply PSU 24V V-2 (max. 320Ah) | 33480
TALEVARSLING | PAVA | 581723 |  | Tale Powersupply PSU 24V V-4 (max. 640Ah) | 57501
TALEVARSLING | PAVA | 581726 |  | Tale Powersupply PSU 24V V-1 (max. 270Ah) | 22647
TALEVARSLING | PAVA | 581730 |  | Batteri 12V/105Ah | 10659
TALEVARSLING | PAVA | 581731 |  | Batteri 12V/150Ah | 13921
TALEVARSLING | PAVA | 581732 |  | Batteri 12V/65Ah | 4938
TALEVARSLING | PAVA | 581733 |  | Batteri 12V/210Ah | 20576
TALEVARSLING | PAVA | 582405 |  | Tale høytt. DL 20-200/T | 2008
TALEVARSLING | PAVA | 582420.10 |  | Tale Høytt. kabinet 6W6.5" WA 06-165/T | 813
TALEVARSLING | PAVA | 582423 |  | Tale Høytt., m. bakboks, 6 W. | 1667
TALEVARSLING | PAVA | 582424 |  | Veggmontert høytaler | 1950
TALEVARSLING | PAVA | 582425 |  | Tale Høytt. kabinet 6W6.5" WU 06-165/T | 1630
TALEVARSLING | PAVA | 582430 |  | Tale høytt., horn EDK 10/T-EN54 | 1675
TALEVARSLING | PAVA | 582433 |  | Tale høytt. 30W music horn | 7978
TALEVARSLING | PAVA | 582434 |  | Mini 6 watt ceiling speaker | 1295
TALEVARSLING | PAVA | 582461 |  | Høytt. Kule DL-54 K 20-165/T-EN | 3178
TALEVARSLING | PAVA | 582470 |  | Tale høyttaler 6w kab. met. L-VWM06A/EN | 1206
TALEVARSLING | PAVA | 582473 |  | Tale høytt. 10W Sylinder | 2180
TALEVARSLING | PAVA | 582474 |  | Tale høytt. 20W sylinder | 2424
TALEVARSLING | PAVA | 582475 |  | Tale høytt. 20W dobb. sylinder | 2546
TALEVARSLING | PAVA | 582476 |  | Tale høytt. 20W søyle | 3212
TALEVARSLING | PAVA | 582477 |  | Tale høytt 40W søyle | 4214
TALEVARSLING | PAVA | 582479 |  | Tale høytt. 15W Horn | 2000
TALEVARSLING | PAVA | 582480 |  | Tale høytt. 24W innf. | 1696
TALEVARSLING | PAVA | 582700 |  | HON ProSound Cabinet speaker 200W/8Ω, EN54, | 19542
TALEVARSLING | PAVA | 582701 |  | HON ProSoundCabinet speaker 200W/8Ω, EN54, | 25935
TALEVARSLING | PAVA | 582702 |  | HON ProSoundCabinet speaker 300W/8Ω, EN54, | 34524
TALEVARSLING | PAVA | 582703 |  | HON ProSoundCabinet speaker 300W/8Ω, EN54, | 39461
TALEVARSLING | PAVA | 582704 |  | HON ProSoundCabinet speaker 300W/8Ω, EN54, | 36877
TALEVARSLING | PAVA | 582705 |  | HON ProSoundCabinet speaker 300W/8Ω, EN54, | 44186
TALEVARSLING | PAVA | 582706 |  | 100V transformer 400W/200W/100W | 4189
TALEVARSLING | PAVA | 582707 |  | 100V transformer 100W/50W/25W | 1189
TALEVARSLING | PAVA | 582720 |  | 100W HON Pro Sound Speaker, 100V, Indoor | 19067
TALEVARSLING | PAVA | 582724 |  | 400W HON Pro Sound speaker, 100V, U-Bracket incl., Indoor | 37530
TALEVARSLING | PAVA | 582760 |  | U bracket, wall & ceiling | 2880
TALEVARSLING | PAVA | 582761 |  | U bracket, wall & ceiling for cabinet loudspeaker 582702/3 | 4969
TALEVARSLING | PAVA | 582762 |  | U bracket, wall & ceiling for cabinet loudspeaker 582704/5 | 5171
TALEVARSLING | PAVA | 582763 |  | Wall bracket and safety cable | 1335
TALEVARSLING | PAVA | 583308 |  | Tale håndmikrofon Comprio | 6908
TALEVARSLING | PAVA | 583315.02 |  | Power supply for FO converter | 1496
TALEVARSLING | PAVA | 583316.21 |  | FO converter for control units, | 8613
TALEVARSLING | PAVA | 583317.21 |  | FO converter for DCS, | 8775
TALEVARSLING | PAVA | 583318 |  | Key cover set for DCS | 423
TALEVARSLING | PAVA | 583331.21 |  | Tale UIM universal interface modul | 34489
TALEVARSLING | PAVA | 583332 |  | Tale DIN OS rekkeklemme m/kontakt | 4014
TALEVARSLING | PAVA | 583342 |  | Tale LIM | 1851
TALEVARSLING | PAVA | 583351 |  | Tale VCM | 8480
TALEVARSLING | PAVA | 583361.22 |  | Tale DOM4-8 utg. modul | 108118
TALEVARSLING | PAVA | 583362.22 |  | Tale DOM4-24 utg. modul | 110694
TALEVARSLING | PAVA | 583381.31 |  | Tale SCU kommunikasjonsmodul V3.1 | 69190
TALEVARSLING | PAVA | 583392.11 |  | Fibre Optic Module MM | 1964
TALEVARSLING | PAVA | 583393.11 |  | Fibre Optic Module SM | 2255
TALEVARSLING | PAVA | 583401.21 |  | Tale kabel 12 for UIM | 2307
TALEVARSLING | PAVA | 583410 |  | Tale. kabel batteri/PSU | 1481
TALEVARSLING | PAVA | 583413 |  | Tale kabelsett Comprio batteri | 1393
TALEVARSLING | PAVA | 583414 |  | Tale kabelsett Comprio 12Vdc | 1676
TALEVARSLING | PAVA | 583415 |  | Disconnector 1U and Cableset | 9275
TALEVARSLING | PAVA | 583416 |  | Batteri cables | 834.13
TALEVARSLING | PAVA | 583422.21 |  | Tale kabelsett RC22 backup kabel | 1209
TALEVARSLING | PAVA | 583441 |  | Tale kabel backup Comprio 3:1 | 2461
TALEVARSLING | PAVA | 583444 |  | Tale kabelsett backup forst. 4 kan. RC44 | 2488
TALEVARSLING | PAVA | 583451.21 |  | Tale kabel DOM4-8 (DIN Cable 8 speaker lines) | 2899
TALEVARSLING | PAVA | 583452.21 |  | Tale kabel DOM4-24 | 2140
TALEVARSLING | PAVA | 583476.21 |  | Tale kabelsett DOM utg. kabel | 797
TALEVARSLING | PAVA | 583477.21 |  | Tale kabelsett DOM 2 forst. utg. | 1699
TALEVARSLING | PAVA | 583489 |  | Tale XLR kabel/ plugg 1m | 277
TALEVARSLING | PAVA | 583490 |  | Tale XLR kabel/ plugg 10m | 828
TALEVARSLING | PAVA | 583506 |  | Tale sonevelger DKM18.01 | 14150
TALEVARSLING | PAVA | 583520 |  | Digital Call Station DCS Plus | 21053
TALEVARSLING | PAVA | 583526 |  | Digital Key Module DKM Plus | 21654
TALEVARSLING | PAVA | 583527 |  | Ethernet Touch Call Station | 46731
TALEVARSLING | PAVA | 583531 |  | VoIP- or ISDN Gateway | 67747
TALEVARSLING | PAVA | 583534 |  | PSE (PoE-Injector 802.3af) | 9450
TALEVARSLING | PAVA | 583562 |  | Dyn. Swanneck microfon | 3986
TALEVARSLING | PAVA | 583564 |  | Cable for PC TS Call Station | 3517
TALEVARSLING | PAVA | 583651 |  | Tale Pammi PA server | 183680
TALEVARSLING | PAVA | 583652 |  | Tale Pammi Client | 73473
TALEVARSLING | PAVA | 583653 |  | Tale Pammi Plus server/ Client | 104961
TALEVARSLING | PAVA | 583654 |  | Tale PAMMI Plus slim - 10 DOMs max. | 27752
TALEVARSLING | PAVA | 583704 |  | Tale rack 1U dummy plate | 632
TALEVARSLING | PAVA | 583705 |  | Tale rack 2U dummy plate | 714
TALEVARSLING | PAVA | 583706 |  | Tale rack 3U dummy plate | 1024
TALEVARSLING | PAVA | 583707 |  | Tale rack 4U dummy plate | 1172
TALEVARSLING | PAVA | 583905 |  | Dummy plate i INTEVIO design 2HU Sort | 986
TALEVARSLING | PAVA | 583906 |  | Dummy plate i INTEVIO design 3HU sort | 1150
TALEVARSLING | PAVA | 583907 |  | Dummy plate i INTEVIO design 4HU sort | 1519
TALEVARSLING | PAVA | 583908 |  | Ventilation panel 1HU black | 406
TALEVARSLING | PAVA | 583940 |  | Tale Variodyn Comprio 4-8 | 65007
TALEVARSLING | PAVA | 583941 |  | Tale Comprio 4-24 | 69426
TALEVARSLING | PAVA | 583944 |  | Tale Variodyn Comprio 4-8net | 77630
TALEVARSLING | PAVA | 583945 |  | Tale Comprio 4-24net | 83942
TALEVARSLING | PAVA | 584150 |  | Fuse holder | 2065.63
TALEVARSLING | PAVA | 584151 |  | 100A fuse (3pc) | 242
TALEVARSLING | PAVA | 584408 |  | IP30 RACK CONTEG 15U,Wallmount 600/600 | 8809
TALEVARSLING | PAVA | 584409 |  | IP30 RACK CONTEG 15U,W(600mm),H(778mm),D(600mm) | 13207
TALEVARSLING | PAVA | 584410 |  | IP30 RACK CONTEG 15U,W(800mm),H(778mm),D(800mm) | 14528
TALEVARSLING | PAVA | 584411 |  | IP30 RACK CONTEG 21U,W(800mm),H(1045mm),D(800mm) | 24237
TALEVARSLING | PAVA | 584412 |  | IP30 RACK CONTEG 27U,W(800mm),H(1311mm),D(800mm) | 25649
TALEVARSLING | PAVA | 584413 |  | IP30 RACK CONTEG 33U,W(800mm),H(1578mm),D(800mm) | 25680
TALEVARSLING | PAVA | 584414 |  | IP30 RACK CONTEG 42U,W(800mm),H(1978mm),D(800mm) | 26713
TALEVARSLING | PAVA | 584421 |  | CONTEG Set of frames w/ filters for plinth pan. | 1137
TALEVARSLING | PAVA | 584422 |  | CONTEG Ventilation unit,2 fans,with thermostat | 4277
TALEVARSLING | PAVA | 584423 |  | CONTEG Ventilation unit,4 fans,with thermostat | 5774
TALEVARSLING | PAVA | 584424 |  | CONTEG Supporting rails,D=600mm,ld rating 50kg | 1178
TALEVARSLING | PAVA | 584425 |  | CONTEG Supporting rails,D=500mm,ld rating 50kg | 994
TALEVARSLING | PAVA | 584426 |  | CONTEG Unlockable castor -1pair,2 wheels 150kg | 1019
TALEVARSLING | PAVA | 584427 |  | CONTEG Lockable castor -1pair,2 wheels 150kg | 1349
TALEVARSLING | PAVA | 584428 |  | CONTEG Unlockab. high load wheels,1pair 300kg | 1826
TALEVARSLING | PAVA | 584429 |  | CONTEG Lockable high load wheels,1pair 300kg | 2448
TALEVARSLING | PAVA | 584430 |  | CONTEG Single fan (w/o thermostat) | 1088
TALEVARSLING | PAVA | 584431 |  | CONTEG Thermostat for cooling, NO contact | 493
TALEVARSLING | PAVA | 584432 |  | CONTEG Ventilation unit,1 fan, w/ thermostat | 3527
TALEVARSLING | PAVA | 584433 |  | CONTEG Cable entry 150x56mm | 461
TALEVARSLING | PAVA | 584434 |  | CONTEG Hermetic cb. entry,IP 54 rack,300x100mm | 2423
TALEVARSLING | PAVA | 584435 |  | CONTEG 19"shelf, D450mm,Fixed, H1U,HL;upto100kg | 2418
TALEVARSLING | PAVA | 584436 |  | CONTEG 19"shelf, D550mm,Fixed, H1U,HL;upto100kg | 2967
TALEVARSLING | PAVA | 584437 |  | CONTEG 19"/2U BasicPDU,6xSchuko, SW, OVProtect | 1529
TALEVARSLING | PAVA | 584438 |  | CONTEG 19"/1U BasicPDU, 8xSchuko, SW,AC16A/250V | 1827
TALEVARSLING | PAVA | 584439 |  | CONTEG 19" panel with DIN support rail, 2U | 540
TALEVARSLING | PAVA | 584440 |  | CONTEG MK M5 (1nut, 1washer, 1screw), Pack 4pcs | 43
TALEVARSLING | PAVA | 584961 |  | Tale kabinett for DCSF | 12838
TALEVARSLING | PAVA | 584963 |  | Variodyne lock for DCSF housing | 1403
TALEVARSLING | PAVA | 585000 |  | INC w/o any optional modules | 43166
TALEVARSLING | PAVA | 585000.21 |  | INC w/ DAL Module 8 DAL ports & 12 GPIOs | 52531
TALEVARSLING | PAVA | 585000.23 |  | INC w/ Aud In/ Out Module & 12 GPIOs | 52648
TALEVARSLING | PAVA | 585001 |  | VO Universal Inteface Module | 18759
TALEVARSLING | PAVA | 585002 |  | VO Mains Switching Unit | 12227
TALEVARSLING | PAVA | 585020 |  | 8 Speaker Line Module | 5173
TALEVARSLING | PAVA | 585030 |  | 4 Ch 125W Class D Amp w/ Inbuilt Batt Chrgr | 33983
TALEVARSLING | PAVA | 585031 |  | 4 Ch 250W Class D Amp w/ Inbuilt Batt Chrgr | 49801
TALEVARSLING | PAVA | 585033 |  | 4 Ch 1200W Class D Amp w/ Power Sharing | 49625
TALEVARSLING | PAVA | 585034 |  | 4 Ch 2000W Class D Amp w/ Power Sharing | 60451
TALEVARSLING | PAVA | 585050 |  | VO Power Supply 1U - 24VDC/ 190A | 28775
TALEVARSLING | PAVA | 585051 |  | VO Power Supply 2U - 24VDC/ 380A | 48148
TALEVARSLING | PAVA | 585060 |  | VO Blind plates (1U) | 330
TALEVARSLING | PAVA | 585061 |  | VO Blind plates (2U) | 484
TALEVARSLING | PAVA | 585062 |  | VO Ventilation plates (1 HU) | 468
TALEVARSLING | PAVA | 585063 |  | VO Mounting set with recess for fuse holder | 827
TALEVARSLING | PAVA | 585064 |  | VO Blindplate 5U for ETCS/ DCS Plus w/holder | 2315
TALEVARSLING | PAVA | 585065 |  | VO Blindplate 5U for ETCS/ DCS Plus | 2233
TALEVARSLING | PAVA | 585301 |  | VO 8 Ch amp output cable | 2045
TALEVARSLING | PAVA | 585302 |  | VO 4 Ch amp output cable | 1238
TALEVARSLING | PAVA | 585303 |  | VO 2 Ch amp output cable | 1319
TALEVARSLING | PAVA | 585304 |  | VO 1 Ch amp output cable | 1376
TALEVARSLING | PAVA | 585305 |  | VO Amp backup cable - 1 ch | 856
TALEVARSLING | PAVA | 585306 |  | VO Amp backup cable - 2 ch | 708
TALEVARSLING | PAVA | 585307 |  | VO Amp backup cable - 4 ch | 1115
TALEVARSLING | PAVA | 586102 |  | Tale mikrofonstasjon DIGIM1 | 13550
TALEVARSLING | PAVA | 586103 |  | Tale mikrofonstasjon DIGIM4 | 13916
TALEVARSLING | PAVA | 586115 |  | Doormaster smart PAL | 17388
TALEVARSLING | PAVA | 586116 |  | Strømforsyning for telefon | 3009
TALEVARSLING | PAVA | 582407.SAFE |  | Tale høytt. Innf. 6W | 622
TALEVARSLING | PAVA | 583394.11F3 |  | Fiberoptisk bryter med FW3 | 24476
TALEVARSLING | PAVA | 583466A |  | Tale kabelsett 0,5 grå patch | 165
TALEVARSLING | PAVA | 583467A |  | Tale kabelsett patch 2m grå | 200
TALEVARSLING | PAVA | 583481A |  | Tale kabelsett patch 1m blå | 280
TALEVARSLING | PAVA | 583482A |  | Tale kabelsett patch 2m blå | 328
TALEVARSLING | PAVA | 583486A |  | Tale kabelsett patch 1m gul | 173
TALEVARSLING | PAVA | 583487A |  | Tale kabelsett patch 2m gul | 205
TALEVARSLING | PAVA | 583491A |  | Tale kabelsett inn DOM | 91
TALEVARSLING | PAVA | 583501.RE |  | Tale mikrofonstasjon DCS 15 | 28746
TALEVARSLING | PAVA | 583502.RE |  | Tale mikrofonstasjon DCS2 | 25976
TALEVARSLING | PAVA | 583503.RE |  | Tale mikrofonstasjon DCSF12 | 27305
TALEVARSLING | PAVA | 583504.RE |  | Tale mikrofonstasjon DCSF1 | 22128
TALEVARSLING | PAVA | 583708.HO |  | Tale rack 1U ventilasjons plate | 837
TALEVARSLING | PAVA | HMC-K4 |  | HMC-K4 - Knappemodul 4 | 5214
TALEVARSLING | PAVA | HMC-K8 |  | HMC-K8- Knappemodul | 5214
TALEVARSLING | PAVA | HN-10A |  | 250W, 10" Bass reflex active subwoofer | 31991
TALEVARSLING | PAVA | HN-AIO2X2 |  | INTEVIO audio control module | 4859
TALEVARSLING | PAVA | HN-D32N |  | Noise detector Transmission Distance | 3376
TALEVARSLING | PAVA | HN-PTT |  | INTEVIO brannmanns mikrofon | 1759
TALEVARSLING | PAVA | HN-S18A |  | 600W, 18" Bass reflex Active Subwoofer | 31991
TALEVARSLING | PAVA | LSC-506 |  | Tale høytt., innfelt, LSC-506 | 649
TALEVARSLING | PAVA | LSC-606 |  | Tale høytt. tak 6W 6,5" | 907
TALEVARSLING | PAVA | RALZ |  | TALE RACK NETT DISTR. ENHET 230V X 8 | 669
TALEVARSLING | PAVA | RAPS |  | TALE RACK KABELINNF. BØRSTE | 587
TALEVARSLING | PAVA | RAPS600S |  | TALE RACK HYLLE 470X350 FOR RS/ZRS | 504
TALEVARSLING | PAVA | RAPS800S |  | TALE RACK HYLLE 470X550 FOR RS/ZRS | 701
TALEVARSLING | PAVA | RAPW600 |  | TALE RACK SKUFF 600MM | 937
TALEVARSLING | PAVA | RAPW800 |  | TALE RACK SKUFF 800MM | 1095
TALEVARSLING | PAVA | RAS4 |  | TALE RACK 4X SKRUER OG NUTS | 86
TALEVARSLING | PAVA | RK-AMP500 |  | INTEVIO 500 W klasse D Effektforsterker | 16764
TALEVARSLING | PAVA | RK-CABLE8LINES |  | Cable 8 LS lines INTEVIO system | 1712
TALEVARSLING | PAVA | RK-CABLESET1 |  | Cableset 1 INTEVIO system | 3836
TALEVARSLING | PAVA | RK-MCU |  | INTEVIO hovedstyreenhet | 45317
TALEVARSLING | PAVA | RK-MIC |  | INTEVIO Mikrofonstasjon og knappemodul | 7229
TALEVARSLING | PAVA | RK-ZONE8 |  | INTEVIO soneutvider 8 | 25417
TALEVARSLING | PAVA | SG-3-80-0045 |  | AGRIPPA AKUSTISK DIGITAL PUTEVIBRATOR | 16558
TALEVARSLING | PAVA | ST-VOX1 |  | ST-VOX1 LYDSTYRT RELÉ | 6985
TALEVARSLING | PAVA | X-NPMS-R |  | INTEVIO rack mounted panel | 8767
TALEVARSLING | PAVA | X-NPMS-W |  | INTEVIO fireman call station housing | 11073
TALEVARSLING | PAVA | ZRS1566GD |  | TALE RACK 15U/600X600 | 10645
TALEVARSLING | PAVA | ZRS2266GD |  | TALE RACK 22U/600X600 | 11283
TALEVARSLING | PAVA | ZRS2768GD |  | TALE RACK 27U/600X800 | 14395
TALEVARSLING | PAVA | ZRS4268GD |  | TALE RACK 42U/600X800 | 17533
XTRALIS | ASPIRATING SMOKE DETECTION (ASD) / BAFFLES FOR ICAM IAS/ILS | 06-0000 |  | ICAM LEDEPLATE BLANKING PK10 | 882
XTRALIS | ASPIRATING SMOKE DETECTION (ASD) / BAFFLES FOR ICAM IAS/ILS | 06-AD10 |  | ICAM LEDEPLATE ADT901PH MX/810PC DET PK10 | 882
XTRALIS | ASPIRATING SMOKE DETECTION (ASD) / BAFFLES FOR ICAM IAS/ILS | 06-AG10 |  | ICAM LEDEPLATE ARGUS PK10 | 882
XTRALIS | ASPIRATING SMOKE DETECTION (ASD) / BAFFLES FOR ICAM IAS/ILS | 06-AP10 |  | ICAM LEDEPLATE APOLLO PK10 | 882
XTRALIS | ASPIRATING SMOKE DETECTION (ASD) / BAFFLES FOR ICAM IAS/ILS | 06-GE20 |  | ICAM LEDEPLATE GE DET DP7211/2061 | 882
XTRALIS | ASPIRATING SMOKE DETECTION (ASD) / BAFFLES FOR ICAM IAS/ILS | 06-GT10 |  | ICAM LEDEPLATE GENT S-QUAD DET PK10 | 882
XTRALIS | ASPIRATING SMOKE DETECTION (ASD) / BAFFLES FOR ICAM IAS/ILS | 06-SM10 |  | ICAM LEDEPLATE SIEMENS FDOOT DET PK 10 | 882
XTRALIS | ASPIRATING SMOKE DETECTION (ASD) / BAFFLES FOR ICAM IAS/ILS | 06-SS10 |  | ICAM LEDEPLATE SYS SENS+PINNACLE | 882
XTRALIS | ASPIRATING SMOKE DETECTION (ASD) / FAAST FLEX | FLX-010 |  | FAAST FLEX 1-RØR STAND ALONE | 15525
XTRALIS | ASPIRATING SMOKE DETECTION (ASD) / FAAST FLEX | FLX-020 |  | FAAST FLEX 2-RØR STAND ALONE | 19044
XTRALIS | ASPIRATING SMOKE DETECTION (ASD) / ICAM FILTERS AND SPARES | ISP-001 |  | REPLACEMENT FILTER ELEMENT FT SERIES PAC | 809
XTRALIS | ASPIRATING SMOKE DETECTION (ASD) / ICAM FILTERS AND SPARES | ISP-002 |  | R/P FILTER ELNT,FT,10 PCK(45 PPI)-BLCK | 809
XTRALIS | ASPIRATING SMOKE DETECTION (ASD) / ICAM FILTERS AND SPARES | ISP-003 |  | ICAM FILTER ELEMENT FT SERIES GROV | 735
XTRALIS | ASPIRATING SMOKE DETECTION (ASD) / ICAM FILTERS AND SPARES | ISP-004 |  | ICAM FILTER ELEMENT FT SERIES FINT | 735
XTRALIS | ASPIRATING SMOKE DETECTION (ASD) / ICAM FILTERS AND SPARES | ISP-104 |  | ICAM FAN ASPIRATOR IFT-P/4/6 | 8760
XTRALIS | ASPIRATING SMOKE DETECTION (ASD) / ICAM FILTERS AND SPARES | ISP-107 |  | ICAM PROC MODULE RABBIT TCP/IP | 4821
XTRALIS | ASPIRATING SMOKE DETECTION (ASD) / ICAM FILTERS AND SPARES | ISP-114-01 |  | ICAM DET CHAMBER IFT-P EN | 17106
XTRALIS | ASPIRATING SMOKE DETECTION (ASD) / ICAM FILTERS AND SPARES | ISP-400 |  | ICAM DISP KIT IAS-1 | 4173
XTRALIS | ASPIRATING SMOKE DETECTION (ASD) / ICAM FILTERS AND SPARES | ISP-401 |  | ICAM DISP KIT IAS-2 | 5378
XTRALIS | ASPIRATING SMOKE DETECTION (ASD) / ICAM FILTERS AND SPARES | ISP-403 |  | ICAM DISP KIT ILS-2 | 9993
XTRALIS | ASPIRATING SMOKE DETECTION (ASD) / ICAM FILTERS AND SPARES | ISP-404 |  | ICAM BAFFLE BASE+PINNACLE | 5115
XTRALIS | ASPIRATING SMOKE DETECTION (ASD) / ICAM FILTERS AND SPARES | ISP-405-00 |  | ICAM ASPIRATOR IAS/ILS | 2616
XTRALIS | ASPIRATING SMOKE DETECTION (ASD) / ICAM FILTERS AND SPARES | ISP-405-01 |  | ICAM ASPIRATOR IAS/ILS | 2616
XTRALIS | ASPIRATING SMOKE DETECTION (ASD) / ICAM FILTERS AND SPARES | ISP-406 |  | ICAM TOOL COVER REMOVAL | 37
XTRALIS | ASPIRATING SMOKE DETECTION (ASD) / ICAM FILTERS AND SPARES | ISP-407 |  | ICAM CORNER STUD IAS/ILS PK4 | 37
XTRALIS | ASPIRATING SMOKE DETECTION (ASD) / ICAM FILTERS AND SPARES | ISP-408 |  | ICAM FLOW SENS ASSY IAS/ILS | 1275
XTRALIS | ASPIRATING SMOKE DETECTION (ASD) / PIPE & PIPE ACCESSORIES | 251546 |  | Asp. rør kondensutskiller | 1398
XTRALIS | ASPIRATING SMOKE DETECTION (ASD) / PIPE & PIPE ACCESSORIES | 059-001 |  | ASP. NEDSTIKK-KIT FLAT FOR RØDE 25MM RØR | 226
XTRALIS | ASPIRATING SMOKE DETECTION (ASD) / PIPE & PIPE ACCESSORIES | 059-007 |  | ASP. NEDSTIKK-KIT KON FOR RØDE 25MM RØR | 206
XTRALIS | ASPIRATING SMOKE DETECTION (ASD) / PIPE & PIPE ACCESSORIES | 10-PKIT-15 |  | ICAM RØR SETT IAS 15M | 2086
XTRALIS | ASPIRATING SMOKE DETECTION (ASD) / PIPE & PIPE ACCESSORIES | 10-PKIT-30 |  | ICAM RØR SETT IAS 30M | 2971
XTRALIS | ASPIRATING SMOKE DETECTION (ASD) / PIPE & PIPE ACCESSORIES | 10-PKIT-60 |  | ICAM RØR SETT IAS 60M | 4265
XTRALIS | ASPIRATING SMOKE DETECTION (ASD) / PIPE & PIPE ACCESSORIES | 128-014-XTR |  | Klistrelapper for hullmerking | 736
XTRALIS | ASPIRATING SMOKE DETECTION (ASD) / PIPE & PIPE ACCESSORIES | 128-015 |  | APS. KLISTRELAPP HULLMERKING ETIKKET | 326
XTRALIS | ASPIRATING SMOKE DETECTION (ASD) / PIPE & PIPE ACCESSORIES | 221-035 |  | ASP. KAPILLAR RØR OD10MM RØD | 2043
XTRALIS | ASPIRATING SMOKE DETECTION (ASD) / PIPE & PIPE ACCESSORIES | 221-036 |  | ASP. KAPILLAR RØR OD10MM NATURAL | 2043
XTRALIS | ASPIRATING SMOKE DETECTION (ASD) / PIPE & PIPE ACCESSORIES | 222-059 |  | ASP. ENDEPLUGG OD10MM 10PK | 68
XTRALIS | ASPIRATING SMOKE DETECTION (ASD) / PIPE & PIPE ACCESSORIES | 251-001 |  | ASP. RØYK KABEL TEST 100M RULL | 572
XTRALIS | ASPIRATING SMOKE DETECTION (ASD) / PIPE & PIPE ACCESSORIES | 251-003 |  | ASPIRATING EQUIP ACCY Smoke pellets 6Pk | 177
XTRALIS | ASPIRATING SMOKE DETECTION (ASD) / PIPE & PIPE ACCESSORIES | F-PC-0 |  | ASPIRASJONSHULL KLIPS TETT | 438
XTRALIS | ASPIRATING SMOKE DETECTION (ASD) / PIPE & PIPE ACCESSORIES | F-PC-2 |  | ASPIRASJONSHULL KLIPS 2MM (STANDARD) | 438
XTRALIS | ASPIRATING SMOKE DETECTION (ASD) / PIPE & PIPE ACCESSORIES | F-PC-2.5 |  | ASPIRASJONSHULL KLIPS 2,5MM (STANDARD) | 438
XTRALIS | ASPIRATING SMOKE DETECTION (ASD) / PIPE & PIPE ACCESSORIES | F-PC-3 |  | ASPIRASJONSHULL KLIPS 3MM (STANDARD) | 438
XTRALIS | ASPIRATING SMOKE DETECTION (ASD) / PIPE & PIPE ACCESSORIES | F-PC-3.5 |  | ASPIRASJONSHULL KLIPS 3,5MM (STANDARD) | 438
XTRALIS | ASPIRATING SMOKE DETECTION (ASD) / PIPE & PIPE ACCESSORIES | F-PC-4 |  | ASPIRASJONSHULL KLIPS 4MM (STANDARD) | 438
XTRALIS | ASPIRATING SMOKE DETECTION (ASD) / PIPE & PIPE ACCESSORIES | F-PC-4.5 |  | ASPIRASJONSHULL KLIPS 4,5MM (STANDARD) | 438
XTRALIS | ASPIRATING SMOKE DETECTION (ASD) / PIPE & PIPE ACCESSORIES | F-PC-5 |  | ASPIRASJONSHULL KLIPS 5MM (STANDARD) | 438
XTRALIS | ASPIRATING SMOKE DETECTION (ASD) / PIPE & PIPE ACCESSORIES | F-PC-5.5 |  | ASPIRASJONSHULL KLIPS 5,5MM (STANDARD) | 438
XTRALIS | ASPIRATING SMOKE DETECTION (ASD) / PIPE & PIPE ACCESSORIES | F-PC-6 |  | ASPIRASJONSHULL KLIPS 6MM (STANDARD) | 438
XTRALIS | ASPIRATING SMOKE DETECTION (ASD) / PIPE & PIPE ACCESSORIES | F-PC-6.5 |  | ASPIRASJONSHULL KLIPS 6,5MM (STANDARD) | 438
XTRALIS | ASPIRATING SMOKE DETECTION (ASD) / PIPE & PIPE ACCESSORIES | F-PC-HE-2 |  | ASPIRASJONSHULL KLIPS 2MM (TØFT MILJØ) | 875
XTRALIS | ASPIRATING SMOKE DETECTION (ASD) / PIPE & PIPE ACCESSORIES | F-PC-HE-2.5 |  | ASPIRASJONSHULL KLIPS 2,5MM (TØFT MILJØ) | 875
XTRALIS | ASPIRATING SMOKE DETECTION (ASD) / PIPE & PIPE ACCESSORIES | F-PC-HE-3 |  | ASPIRASJONSHULL KLIPS 3MM (TØFT MILJØ) | 875
XTRALIS | ASPIRATING SMOKE DETECTION (ASD) / PIPE & PIPE ACCESSORIES | F-PC-HE-3.5 |  | ASPIRASJONSHULL KLIPS 3,5MM (TØFT MILJØ) | 875
XTRALIS | ASPIRATING SMOKE DETECTION (ASD) / PIPE & PIPE ACCESSORIES | F-PC-HE-4 |  | ASPIRASJONSHULL KLIPS 4MM (TØFT MILJØ) | 875
XTRALIS | ASPIRATING SMOKE DETECTION (ASD) / PIPE & PIPE ACCESSORIES | F-PC-HE-4.5 |  | ASPIRASJONSHULL KLIPS 4,5MM (TØFT MILJØ) | 875
XTRALIS | ASPIRATING SMOKE DETECTION (ASD) / PIPE & PIPE ACCESSORIES | F-PC-HE-5 |  | ASPIRASJONSHULL KLIPS 5MM (TØFT MILJØ) | 875
XTRALIS | ASPIRATING SMOKE DETECTION (ASD) / PIPE & PIPE ACCESSORIES | F-PC-HE-5.5 |  | ASPIRASJONSHULL KLIPS 5,5MM (TØFT MILJØ) | 875
XTRALIS | ASPIRATING SMOKE DETECTION (ASD) / PIPE & PIPE ACCESSORIES | F-PC-HE-6 |  | ASPIRASJONSHULL KLIPS 6MM (TØFT MILJØ) | 875
XTRALIS | ASPIRATING SMOKE DETECTION (ASD) / PIPE & PIPE ACCESSORIES | F-PC-HE-6.5 |  | ASPIRASJONSHULL KLIPS 6,5MM (TØFT MILJØ) | 875
XTRALIS | ASPIRATING SMOKE DETECTION (ASD) / PIPE & PIPE ACCESSORIES | PIP-001 |  | 25 MM ABS ASP. RØR - 3 MTR., RØD 20PK | 1638
XTRALIS | ASPIRATING SMOKE DETECTION (ASD) / PIPE & PIPE ACCESSORIES | PIP-002 |  | 25 MM SKJØTEMUFFE FOR RØR, RØD 10 PAK | 64
XTRALIS | ASPIRATING SMOKE DETECTION (ASD) / PIPE & PIPE ACCESSORIES | PIP-003 |  | 25MM SKJØTEMUFFE SKRU RØD 10 PAK | 542
XTRALIS | ASPIRATING SMOKE DETECTION (ASD) / PIPE & PIPE ACCESSORIES | PIP-004 |  | 25MM SKJØTEADAPTER TIL 3/4" RØD 10 PAK | 110
XTRALIS | ASPIRATING SMOKE DETECTION (ASD) / PIPE & PIPE ACCESSORIES | PIP-005 |  | 25 MM 90 GR. BEND FOR ASP. RØR, RØD 10PK | 383
XTRALIS | ASPIRATING SMOKE DETECTION (ASD) / PIPE & PIPE ACCESSORIES | PIP-006 |  | 25 MM 45 GR. BEND FOR ASP. RØR, RØD | 103
XTRALIS | ASPIRATING SMOKE DETECTION (ASD) / PIPE & PIPE ACCESSORIES | PIP-007 |  | 25 MM ENDEPLUGG FOR ASP. RØR, RØD | 127
XTRALIS | ASPIRATING SMOKE DETECTION (ASD) / PIPE & PIPE ACCESSORIES | PIP-008 |  | 25 MM T-STYKKE FOR ASP. RØR, RØD | 192
XTRALIS | ASPIRATING SMOKE DETECTION (ASD) / PIPE & PIPE ACCESSORIES | PIP-009 |  | 25 MM FESTEKLAMMER FOR ASP. RØR, RØD | 205
XTRALIS | ASPIRATING SMOKE DETECTION (ASD) / PIPE & PIPE ACCESSORIES | PIP-013 |  | ASP. KABEL STRIPS 203MMX4.6MM RØD 100PK | 287
XTRALIS | ASPIRATING SMOKE DETECTION (ASD) / PIPE & PIPE ACCESSORIES | PIP-014 |  | RØRKUTTEKNIV FOR ASP. RØR | 1200
XTRALIS | ASPIRATING SMOKE DETECTION (ASD) / PIPE & PIPE ACCESSORIES | PIP-015 |  | ASP. TEST PUNKT INNFE. HODE | 110
XTRALIS | ASPIRATING SMOKE DETECTION (ASD) / PIPE & PIPE ACCESSORIES | PIP-016 |  | 25 MM ADAPT. KAPILLAR T-STYKKE RØD 10PK | 1009
XTRALIS | ASPIRATING SMOKE DETECTION (ASD) / PIPE & PIPE ACCESSORIES | PIP-017 |  | 25 MM 90° BEND FOR ASP. RØR, RØD, 10PK | 178
XTRALIS | ASPIRATING SMOKE DETECTION (ASD) / PIPE & PIPE ACCESSORIES | PIP-018 |  | 25 MM ASPIRASJON TEST PUNKT SMOKE | 105
XTRALIS | ASPIRATING SMOKE DETECTION (ASD) / PIPE & PIPE ACCESSORIES | PIP-019 |  | 25 MM ''INLINE'' UTVIDELSES SKJØTTEMUFFE | 282
XTRALIS | ASPIRATING SMOKE DETECTION (ASD) / PIPE & PIPE ACCESSORIES | PIP-020 |  | ASD FIRE COLLAR INTUMESCENT 2HR 25MM | 505
XTRALIS | ASPIRATING SMOKE DETECTION (ASD) / PIPE & PIPE ACCESSORIES | PIP-021 |  | 25 MM FLEKSIBELT RØR, 1 MTR. | 401
XTRALIS | ASPIRATING SMOKE DETECTION (ASD) / PIPE & PIPE ACCESSORIES | PIP-022 |  | 25 MM TIL 3/8" T-STYKKE ADAPTER ASP. | 136
XTRALIS | ASPIRATING SMOKE DETECTION (ASD) / PIPE & PIPE ACCESSORIES | PIP-023 |  | 25 MM VENTIL 2-VEIS ASP. | 682
XTRALIS | ASPIRATING SMOKE DETECTION (ASD) / PIPE & PIPE ACCESSORIES | PIP-024 |  | ASPIRATING EQUIP END-OF-LINE VALVE | 739
XTRALIS | ASPIRATING SMOKE DETECTION (ASD) / PIPE & PIPE ACCESSORIES | PIP-025 |  | 25 MM X 12" KONDENSFELLE M/KULEVENTIL | 1636
XTRALIS | ASPIRATING SMOKE DETECTION (ASD) / PIPE & PIPE ACCESSORIES | PIP-026 |  | 25 MM FLEKSIBELT RØR, 30 CM | 223
XTRALIS | ASPIRATING SMOKE DETECTION (ASD) / PIPE & PIPE ACCESSORIES | PIP-027 |  | ASPIRASJON TESTPUNKT FOR RØR 1MM | 96
XTRALIS | ASPIRATING SMOKE DETECTION (ASD) / PIPE & PIPE ACCESSORIES | PIP-028 |  | ASP. MUTTER M6 10PK | 68
XTRALIS | ASPIRATING SMOKE DETECTION (ASD) / PIPE & PIPE ACCESSORIES | PIP-029 |  | ASP. MUTTER M8 10PK | 74
XTRALIS | ASPIRATING SMOKE DETECTION (ASD) / PIPE & PIPE ACCESSORIES | PIP-030 |  | ASP. ADAPTER STAV M6 10PK | 251
XTRALIS | ASPIRATING SMOKE DETECTION (ASD) / PIPE & PIPE ACCESSORIES | PIP-031 |  | ASP. ADAPTER STAV M8 10PK | 231
XTRALIS | ASPIRATING SMOKE DETECTION (ASD) / PIPE & PIPE ACCESSORIES | PIP-032 |  | ASP. ADAPTER PLUGG M6 | 859
XTRALIS | ASPIRATING SMOKE DETECTION (ASD) / PIPE & PIPE ACCESSORIES | PIP-033 |  | 25 MM INSPEKSJONS GLASS M/PLUGG | 340
XTRALIS | ASPIRATING SMOKE DETECTION (ASD) / PIPE & PIPE ACCESSORIES | PIP-034 |  | 25 MM/10 MM KOMPRESJON ADAPTER ASP. | 913
XTRALIS | ASPIRATING SMOKE DETECTION (ASD) / PIPE & PIPE ACCESSORIES | PIP-035 |  | 25 MM/10 MM T-STYKKE KOMPRESJON ADAP. ASP. | 1336
XTRALIS | ASPIRATING SMOKE DETECTION (ASD) / PIPE & PIPE ACCESSORIES | PIP-038 |  | ASP. QUICK REL KIT AIR LINE ABS 3/4" | 1390
XTRALIS | ASPIRATING SMOKE DETECTION (ASD) / PIPE & PIPE ACCESSORIES | PIP-039 |  | ASP. UDSTØD LYDDEMPER VESDA | 1608
XTRALIS | ASPIRATING SMOKE DETECTION (ASD) / PIPE & PIPE ACCESSORIES | PIP-040 |  | ASP. TEST SETT SCORPION | 6405
XTRALIS | ASPIRATING SMOKE DETECTION (ASD) / PIPE & PIPE ACCESSORIES | PIP-041 |  | ASP. PORTABEL TESTER SCORPION | 8831
XTRALIS | ASPIRATING SMOKE DETECTION (ASD) / PIPE & PIPE ACCESSORIES | PIP-042 |  | ASP. BATT PK SCORPION | 2508
XTRALIS | ASPIRATING SMOKE DETECTION (ASD) / PIPE & PIPE ACCESSORIES | PIP-043 |  | ASP. LADER | 2562
XTRALIS | ASPIRATING SMOKE DETECTION (ASD) / PIPE & PIPE ACCESSORIES | PIP-044 |  | ASD FLUSH SPL PT KIT | 476
XTRALIS | ASPIRATING SMOKE DETECTION (ASD) / PIPE & PIPE ACCESSORIES | VSP-610 |  | ASD SPL PT TAMPER PROOF 25MM | 3319
XTRALIS | ASPIRATING SMOKE DETECTION (ASD) / PIPE & PIPE ACCESSORIES | VSP-620-01 |  | ASD SPL PT TAMPER PROOF 6MM CAP | 3319
XTRALIS | ASPIRATING SMOKE DETECTION (ASD) / PIPE & PIPE ACCESSORIES | VSP-620-02 |  | ASD SPL PT TAMPER PROOF 8MM CAP | 3319
XTRALIS | ASPIRATING SMOKE DETECTION (ASD) / PIPE & PIPE ACCESSORIES | VSP-620-03 |  | ASD SPL PT TAMPER PROOF CAP 10MM | 3319
XTRALIS | ASPIRATING SMOKE DETECTION (ASD) / PIPE & PIPE ACCESSORIES | VSP-860 |  | ASP. SPL SETT KJØLELAGER | 1703
XTRALIS | ASPIRATING SMOKE DETECTION (ASD) / PIPE & PIPE ACCESSORIES | VSP-870 |  | ASP. RESTRICTOR INLINE FLOW ASSY | 771
XTRALIS | ASPIRATING SMOKE DETECTION (ASD) / PIPE & PIPE ACCESSORIES | VSP-871 |  | ASP. VESDA RESTRICTOR FLOW 10PK | 1435
XTRALIS | ASPIRATING SMOKE DETECTION (ASD) / PIPE & PIPE ACCESSORIES | VSP-877 |  | ASP. NEDSTIKK-HODE FLAT | 329
XTRALIS | ASPIRATING SMOKE DETECTION (ASD) / VESDA DETECTORS | VEA-040-A00 |  | VESDA-E VEA 40 DET. MED LED INDIKASJON | 91182
XTRALIS | ASPIRATING SMOKE DETECTION (ASD) / VESDA DETECTORS | VEA-040-A10 |  | VESDA-E VEA 40 DET. MED 3,5" DISPLAY | 100917
XTRALIS | ASPIRATING SMOKE DETECTION (ASD) / VESDA DETECTORS | VEP-A00-1P |  | ASP. VEP 1 RØR | 34906
XTRALIS | ASPIRATING SMOKE DETECTION (ASD) / VESDA DETECTORS | VEP-A00-P |  | ASP. VEP 4 RØR | 46299
XTRALIS | ASPIRATING SMOKE DETECTION (ASD) / VESDA DETECTORS | VEP-A10-P |  | ASP. VEP MED DISPLAY | 53949
XTRALIS | ASPIRATING SMOKE DETECTION (ASD) / VESDA DETECTORS | VER-A40-40-STX |  | VESDA-E VEA 40 RELEKORT BOKS | 24249
XTRALIS | ASPIRATING SMOKE DETECTION (ASD) / VESDA DETECTORS | VES-A00-P |  | ASP. VES MED LED | 87464
XTRALIS | ASPIRATING SMOKE DETECTION (ASD) / VESDA DETECTORS | VES-A10-P |  | ASP. VES MED DISPLAY | 93214
XTRALIS | ASPIRATING SMOKE DETECTION (ASD) / VESDA DETECTORS | VEU-A00 |  | ASP. VEU MED LED | 59599
XTRALIS | ASPIRATING SMOKE DETECTION (ASD) / VESDA DETECTORS | VEU-A10 |  | ASP. VEU MED DISPLAY | 69464
XTRALIS | ASPIRATING SMOKE DETECTION (ASD) / VESDA DETECTORS | VIC-010 |  | VESDANET INTERFACE KORT | 8731
XTRALIS | ASPIRATING SMOKE DETECTION (ASD) / VESDA DETECTORS | VIC-020 |  | VESDA VLF MULTI-FUNKSJONSKORT | 5066
XTRALIS | ASPIRATING SMOKE DETECTION (ASD) / VESDA DETECTORS | VIC-030 |  | VESDA VLF MULTI-FUNKTIONSKORT (MCC) | 7456
XTRALIS | ASPIRATING SMOKE DETECTION (ASD) / VESDA DETECTORS | VLF-250-03 |  | VLF LASER FOCUS 250 | 21664
XTRALIS | ASPIRATING SMOKE DETECTION (ASD) / VESDA DETECTORS | VLF-500-03 |  | VLF LASER FOCUS 500 | 29794
XTRALIS | ASPIRATING SMOKE DETECTION (ASD) / VESDA DETECTORS | VLI-880 |  | ASP. VLI RELE/ ETHERNET | 75138
XTRALIS | ASPIRATING SMOKE DETECTION (ASD) / VESDA DETECTORS | VLI-885 |  | ASP. VLI VESDANET | 81943
XTRALIS | ASPIRATING SMOKE DETECTION (ASD) / VESDA POWER SUPPLIES | VPS-215-E5 |  | 0.5AMP 7AH PSU - STYLEE | 5219
XTRALIS | ASPIRATING SMOKE DETECTION (ASD) / VESDA POWER SUPPLIES | VPS-220-E5 |  | 0.5AMP 14AH PSU - STYLEE | 6530
XTRALIS | ASPIRATING SMOKE DETECTION (ASD) / VESDA POWER SUPPLIES | VPS-220-STX5 |  | 0.5A 7-14AH PSU STX5 SVART | 4756
XTRALIS | ASPIRATING SMOKE DETECTION (ASD) / VESDA POWER SUPPLIES | VPS-220-STX5-SLV |  | 0.5A 7-14AH PSU STX5 SØLV | 5110
XTRALIS | ASPIRATING SMOKE DETECTION (ASD) / VESDA POWER SUPPLIES | VPS-250-E5 |  | 3A 38AH PSU STYLEE5 | 10207
XTRALIS | ASPIRATING SMOKE DETECTION (ASD) / VESDA POWER SUPPLIES | VPS-250-STX5 |  | 3A 12-24AH PSU STX5 SVART | 6815
XTRALIS | ASPIRATING SMOKE DETECTION (ASD) / VESDA POWER SUPPLIES | VPS-250-STX5-SLV |  | 3A 12-24AH PSU STX5 SØLV | 7223
XTRALIS | ASPIRATING SMOKE DETECTION (ASD) / VESDA REMOTE TERMINALS AND DISPLAYS | F-BO-AFE70-2 |  | ASPIRASJON UTBLÅSNINGSENHET +5°C TIL +50 | 20518
XTRALIS | ASPIRATING SMOKE DETECTION (ASD) / VESDA REMOTE TERMINALS AND DISPLAYS | F-BO-AFE70-3 |  | ASPIRASJON UTBLÅSNINGSENHET -20°C TIL +4 | 28765
XTRALIS | ASPIRATING SMOKE DETECTION (ASD) / VESDA REMOTE TERMINALS AND DISPLAYS | VHH-100 |  | VESDA PROG HÅNDHOLDT | 19652
XTRALIS | ASPIRATING SMOKE DETECTION (ASD) / VESDA REMOTE TERMINALS AND DISPLAYS | VHX-0200 |  | VESDA HLI PC LINK SLIDING WIN | 19058
XTRALIS | ASPIRATING SMOKE DETECTION (ASD) / VESDA REMOTE TERMINALS AND DISPLAYS | VHX-0300 |  | VESDA HLI PC LINK ÅPEN PROTOKOLL | 28624
XTRALIS | ASPIRATING SMOKE DETECTION (ASD) / VESDA REMOTE TERMINALS AND DISPLAYS | VHX-0310 |  | VESDA HLI PC LINK ÅPEN PROT MSTR-SLV | 28624
XTRALIS | ASPIRATING SMOKE DETECTION (ASD) / VESDA REMOTE TERMINALS AND DISPLAYS | VHX-0320 |  | VESDA HLI ADGANG PROT | 28624
XTRALIS | ASPIRATING SMOKE DETECTION (ASD) / VESDA REMOTE TERMINALS AND DISPLAYS | VHX-0400 |  | VESDA HLI PC LINK MODBUS TYP1 | 28624
XTRALIS | ASPIRATING SMOKE DETECTION (ASD) / VESDA REMOTE TERMINALS AND DISPLAYS | VHX-0420 |  | VESDA HLI PC LINK MODBUS TYP3 | 28624
XTRALIS | ASPIRATING SMOKE DETECTION (ASD) / VESDA REMOTE TERMINALS AND DISPLAYS | VHX-1200 |  | VESDA HLI BOKS METALL GENERISK | 26697
XTRALIS | ASPIRATING SMOKE DETECTION (ASD) / VESDA REMOTE TERMINALS AND DISPLAYS | VHX-1300 |  | VESDA HLI BOKS METALL PEER-PEER | 37141
XTRALIS | ASPIRATING SMOKE DETECTION (ASD) / VESDA REMOTE TERMINALS AND DISPLAYS | VHX-1310 |  | VESDA HLI BOKS METALL MASTER-SLAVE | 37141
XTRALIS | ASPIRATING SMOKE DETECTION (ASD) / VESDA REMOTE TERMINALS AND DISPLAYS | VHX-1320 |  | VESDA HLI BOKS METALL ADGANG PROT | 37141
XTRALIS | ASPIRATING SMOKE DETECTION (ASD) / VESDA REMOTE TERMINALS AND DISPLAYS | VHX-1400 |  | VESDA HLI BOKS METALL MODBUS TYP1 | 37141
XTRALIS | ASPIRATING SMOKE DETECTION (ASD) / VESDA REMOTE TERMINALS AND DISPLAYS | VHX-1410 |  | VESDA HLI BOKS METALL MODBUS TYP2 | 37141
XTRALIS | ASPIRATING SMOKE DETECTION (ASD) / VESDA REMOTE TERMINALS AND DISPLAYS | VHX-1420 |  | VESDA HLI BOKS METALL MODBUS TYP3 | 37141
XTRALIS | ASPIRATING SMOKE DETECTION (ASD) / VESDA REMOTE TERMINALS AND DISPLAYS | VRT-000 |  | VESDA RMT MT | 2697
XTRALIS | ASPIRATING SMOKE DETECTION (ASD) / VESDA REMOTE TERMINALS AND DISPLAYS | VRT-100 |  | VESDA RMT MT PROG | 19056
XTRALIS | ASPIRATING SMOKE DETECTION (ASD) / VESDA REMOTE TERMINALS AND DISPLAYS | VRT-200 |  | VESDA RMT MT DISP M/7REL | 20591
XTRALIS | ASPIRATING SMOKE DETECTION (ASD) / VESDA REMOTE TERMINALS AND DISPLAYS | VRT-300 |  | VESDA RMT MT VESDANET SOKKEL | 11381
XTRALIS | ASPIRATING SMOKE DETECTION (ASD) / VESDA REMOTE TERMINALS AND DISPLAYS | VRT-400 |  | VESDA RMT MT DISP SCAN M/7REL | 19594
XTRALIS | ASPIRATING SMOKE DETECTION (ASD) / VESDA REMOTE TERMINALS AND DISPLAYS | VRT-500 |  | VESDA RMT MT TERM PROC M/7REL | 15169
XTRALIS | ASPIRATING SMOKE DETECTION (ASD) / VESDA REMOTE TERMINALS AND DISPLAYS | VRT-600 |  | VESDA RMT MT DISP U/REL | 18944
XTRALIS | ASPIRATING SMOKE DETECTION (ASD) / VESDA REMOTE TERMINALS AND DISPLAYS | VRT-700 |  | VESDA RMT MT SCAN DISP U/REL | 18059
XTRALIS | ASPIRATING SMOKE DETECTION (ASD) / VESDA REMOTE TERMINALS AND DISPLAYS | VRT-800 |  | VESDA RMT MT SCAN DISP TERM M/12REL | 23286
XTRALIS | ASPIRATING SMOKE DETECTION (ASD) / VESDA REMOTE TERMINALS AND DISPLAYS | VRT-900 |  | VESDA RMT MT TERM PROC M/12REL | 17866
XTRALIS | ASPIRATING SMOKE DETECTION (ASD) / VESDA REMOTE TERMINALS AND DISPLAYS | VRT-E00 |  | VESDA RMT MT SCAN PROC U/7REL | 15169
XTRALIS | ASPIRATING SMOKE DETECTION (ASD) / VESDA REMOTE TERMINALS AND DISPLAYS | VRT-J00 |  | VESDA RMT MT DISP M/7REL | 20591
XTRALIS | ASPIRATING SMOKE DETECTION (ASD) / VESDA REMOTE TERMINALS AND DISPLAYS | VRT-K00 |  | VESDA RMT MT DISP U/REL | 18944
XTRALIS | ASPIRATING SMOKE DETECTION (ASD) / VESDA REMOTE TERMINALS AND DISPLAYS | VRT-Q00 |  | VESDA RMT MT DISP M/7REL VLI | 20591
XTRALIS | ASPIRATING SMOKE DETECTION (ASD) / VESDA REMOTE TERMINALS AND DISPLAYS | VRT-S07 |  | VESDA RMT MT SYS REL MODUL | 15169
XTRALIS | ASPIRATING SMOKE DETECTION (ASD) / VESDA REMOTE TERMINALS AND DISPLAYS | VRT-T00 |  | VESDA RMT MT DISP TERM VLI | 18944
XTRALIS | ASPIRATING SMOKE DETECTION (ASD) / VESDA REMOTE TERMINALS AND DISPLAYS | VRT-V00 |  | VESDA RMT MT DISP M/7REL VLF | 20591
XTRALIS | ASPIRATING SMOKE DETECTION (ASD) / VESDA REMOTE TERMINALS AND DISPLAYS | VRT-W00 |  | VESDA RMT MT DISP TERM VLF | 18944
XTRALIS | ASPIRATING SMOKE DETECTION (ASD) / VESDA REMOTE TERMINALS AND DISPLAYS | VSP-000 |  | VESDA BLANK PL M/VESDA LOGO | 515
XTRALIS | ASPIRATING SMOKE DETECTION (ASD) / VESDA REMOTE TERMINALS AND DISPLAYS | VSP-001 |  | VESDA PROG MODUL VLP | 14945
XTRALIS | ASPIRATING SMOKE DETECTION (ASD) / VESDA REMOTE TERMINALS AND DISPLAYS | VSP-002 |  | VESDA DISP MODUL M/LED VLP | 14945
XTRALIS | ASPIRATING SMOKE DETECTION (ASD) / VESDA REMOTE TERMINALS AND DISPLAYS | VSP-003 |  | VESDA SOKKEL SETT VESDANET | 17780
XTRALIS | ASPIRATING SMOKE DETECTION (ASD) / VESDA REMOTE TERMINALS AND DISPLAYS | VSP-004 |  | VESDA DISP SCAN M/LED VLS | 14945
XTRALIS | ASPIRATING SMOKE DETECTION (ASD) / VESDA REMOTE TERMINALS AND DISPLAYS | VSP-005 |  | VESDA FILTER (VLC / VLF / VLP / VLS) | 1601
XTRALIS | ASPIRATING SMOKE DETECTION (ASD) / VESDA REMOTE TERMINALS AND DISPLAYS | VSP-007 |  | VESDA KORT RMT TERM U/REL | 5628
XTRALIS | ASPIRATING SMOKE DETECTION (ASD) / VESDA REMOTE TERMINALS AND DISPLAYS | VSP-008 |  | VESDA KORT RMT TERM M/7REL | 8361
XTRALIS | ASPIRATING SMOKE DETECTION (ASD) / VESDA REMOTE TERMINALS AND DISPLAYS | VSP-011 |  | VESDA MONTERINGSSETT VLP DET INNFELT | 3792
XTRALIS | ASPIRATING SMOKE DETECTION (ASD) / VESDA REMOTE TERMINALS AND DISPLAYS | VSP-013 |  | VESDA DEKSEL ASSY VLP DET | 5687
XTRALIS | ASPIRATING SMOKE DETECTION (ASD) / VESDA REMOTE TERMINALS AND DISPLAYS | VSP-014 |  | VESDA CARD HEAD TERM M/7REL | 15091
XTRALIS | ASPIRATING SMOKE DETECTION (ASD) / VESDA REMOTE TERMINALS AND DISPLAYS | VSP-015 |  | VESDA LASER PLUS ASPIRATOR VIFTE | 8781
XTRALIS | ASPIRATING SMOKE DETECTION (ASD) / VESDA REMOTE TERMINALS AND DISPLAYS | VSP-016 |  | VESDA CARD HEAD TERM M/12REL | 22132
XTRALIS | ASPIRATING SMOKE DETECTION (ASD) / VESDA REMOTE TERMINALS AND DISPLAYS | VSP-018 |  | VESDA FILTER BRYTER ASSY VLP/VLS | 2616
XTRALIS | ASPIRATING SMOKE DETECTION (ASD) / VESDA REMOTE TERMINALS AND DISPLAYS | VSP-019 |  | VESDA FILTER DEKSEL DØR | 192
XTRALIS | ASPIRATING SMOKE DETECTION (ASD) / VESDA REMOTE TERMINALS AND DISPLAYS | VSP-020 |  | VESDA SKRU DEKSEL 2PK | 102
XTRALIS | ASPIRATING SMOKE DETECTION (ASD) / VESDA REMOTE TERMINALS AND DISPLAYS | VSP-021 |  | VESDA ADAPTERSETT RØR 25MM-27MM MET-IMP | 572
XTRALIS | ASPIRATING SMOKE DETECTION (ASD) / VESDA REMOTE TERMINALS AND DISPLAYS | VSP-023 |  | VESDA DEKSEL ASSY FR VLC-VN | 6083
XTRALIS | ASPIRATING SMOKE DETECTION (ASD) / VESDA REMOTE TERMINALS AND DISPLAYS | VSP-024 |  | VESDA DEKSEL ASSY FR VLC-RO | 6083
XTRALIS | ASPIRATING SMOKE DETECTION (ASD) / VESDA REMOTE TERMINALS AND DISPLAYS | VSP-025 |  | VESDA FILTER PATRON 20PK | 25000
XTRALIS | ASPIRATING SMOKE DETECTION (ASD) / VESDA REMOTE TERMINALS AND DISPLAYS | VSP-030 |  | VLI INTELLIGENT FILTER (RESERVEDEL) | 6094
XTRALIS | ASPIRATING SMOKE DETECTION (ASD) / VESDA REMOTE TERMINALS AND DISPLAYS | VSP-031 |  | VLI SEKUNDÆRT FILTER (RESERVEDEL) | 1559
XTRALIS | ASPIRATING SMOKE DETECTION (ASD) / VESDA REMOTE TERMINALS AND DISPLAYS | VSP-032 |  | VLI VENTILATOR (RESERVEDEL) | 8781
XTRALIS | ASPIRATING SMOKE DETECTION (ASD) / VESDA REMOTE TERMINALS AND DISPLAYS | VSP-033 |  | VLI DET. KAMMER (RESERVEDEL) | 23964
XTRALIS | ASPIRATING SMOKE DETECTION (ASD) / VESDA REMOTE TERMINALS AND DISPLAYS | VSP-035 |  | VLI REMOTE DISPLAY MODUL (RESERVEDEL) | 15694
XTRALIS | ASPIRATING SMOKE DETECTION (ASD) / VESDA REMOTE TERMINALS AND DISPLAYS | VSP-036 |  | VLI ULTRALYD FLOW MANIFOLD (RESERVEDEL) | 15971
XTRALIS | ASPIRATING SMOKE DETECTION (ASD) / VESDA REMOTE TERMINALS AND DISPLAYS | VSP-100 |  | VESDA BLANK PL M/FOK LED NON-EMC | 2776
XTRALIS | ASPIRATING SMOKE DETECTION (ASD) / VESDA REMOTE TERMINALS AND DISPLAYS | VSP-102 |  | VESDA MODUL REL PROC | 6922
XTRALIS | ASPIRATING SMOKE DETECTION (ASD) / VESDA REMOTE TERMINALS AND DISPLAYS | VSP-103 |  | VESDA MODUL REL PROC VLS | 6290
XTRALIS | ASPIRATING SMOKE DETECTION (ASD) / VESDA REMOTE TERMINALS AND DISPLAYS | VSP-200 |  | VESDA BLANK PL U/LOGO EMC LAKKERT | 661
XTRALIS | ASPIRATING SMOKE DETECTION (ASD) / VESDA REMOTE TERMINALS AND DISPLAYS | VSP-208 |  | VESDA KORT RMT TERM M/12REL | 10347
XTRALIS | ASPIRATING SMOKE DETECTION (ASD) / VESDA REMOTE TERMINALS AND DISPLAYS | VSP-501 |  | VESDA LASER COMPACT ASPIRATOR VIFTE | 8781
XTRALIS | ASPIRATING SMOKE DETECTION (ASD) / VESDA REMOTE TERMINALS AND DISPLAYS | VSP-502 |  | VESDA MODUL DISP VN VLC | 14945
XTRALIS | ASPIRATING SMOKE DETECTION (ASD) / VESDA REMOTE TERMINALS AND DISPLAYS | VSP-509 |  | VESDA KABEL VESDALINK RS232 9-VEIS SERIAL | 882
XTRALIS | ASPIRATING SMOKE DETECTION (ASD) / VESDA REMOTE TERMINALS AND DISPLAYS | VSP-510 |  | VESDA KORT TERM VLC RO | 12094
XTRALIS | ASPIRATING SMOKE DETECTION (ASD) / VESDA REMOTE TERMINALS AND DISPLAYS | VSP-515 |  | VESDA KORT TERM VLC VN | 17223
XTRALIS | ASPIRATING SMOKE DETECTION (ASD) / VESDA REMOTE TERMINALS AND DISPLAYS | VSP-704 |  | VESDA DISP ICON+ENG VLF | 9542
XTRALIS | ASPIRATING SMOKE DETECTION (ASD) / VESDA REMOTE TERMINALS AND DISPLAYS | VSP-715 |  | VENTILATOR FOR VESDA VLF-500 (RESERVEDEL | 8264
XTRALIS | ASPIRATING SMOKE DETECTION (ASD) / VESDA REMOTE TERMINALS AND DISPLAYS | VSP-722 |  | VENTILATOR FOR VESDA VLF-250 (RESERVEDEL | 8031
XTRALIS | ASPIRATING SMOKE DETECTION (ASD) / VESDA REMOTE TERMINALS AND DISPLAYS | VSP-810 |  | ASD SMOKE TEST PEN | 1193
XTRALIS | ASPIRATING SMOKE DETECTION (ASD) / VESDA REMOTE TERMINALS AND DISPLAYS | VSP-811 |  | ASP. RØYKTESTPEN REFILL | 977
XTRALIS | ASPIRATING SMOKE DETECTION (ASD) / VESDA REMOTE TERMINALS AND DISPLAYS | VSP-820 |  | ASD Purge Unit – Single Channel | 18999
XTRALIS | ASPIRATING SMOKE DETECTION (ASD) / VESDA REMOTE TERMINALS AND DISPLAYS | VSP-850-G |  | ASP. FILTER FORFILTER FOR XTRALIS | 2302
XTRALIS | ASPIRATING SMOKE DETECTION (ASD) / VESDA REMOTE TERMINALS AND DISPLAYS | VSP-850-M |  | ASD FILTER ASSY IN-LINE XTRALIS METAL | 9414
XTRALIS | ASPIRATING SMOKE DETECTION (ASD) / VESDA REMOTE TERMINALS AND DISPLAYS | VSP-850-R |  | ASP. EKSTERNT FORFILTER, RØD | 2302
XTRALIS | ASPIRATING SMOKE DETECTION (ASD) / VESDA REMOTE TERMINALS AND DISPLAYS | VSP-855-20 |  | SKUMFILTER FOR EKSTERNT FORFILTER | 3797
XTRALIS | ASPIRATING SMOKE DETECTION (ASD) / VESDA REMOTE TERMINALS AND DISPLAYS | VSP-855-4 |  | 4-PACK UTBYTESFILTER FÖR VSP-8/50-G | 1081
XTRALIS | ASPIRATING SMOKE DETECTION (ASD) / VESDA REMOTE TERMINALS AND DISPLAYS | VSP-955 |  | VESDA-E VES SCANNER MANIFOLD | 13360
XTRALIS | ASPIRATING SMOKE DETECTION (ASD) / VESDA REMOTE TERMINALS AND DISPLAYS | VSP-960 |  | ASP. VESDA-E MONTASJEBRAKETT | 634
XTRALIS | ASPIRATING SMOKE DETECTION (ASD) / VESDA REMOTE TERMINALS AND DISPLAYS | VSP-962 |  | ASP. VESDA-E FILTER | 1296
XTRALIS | ASPIRATING SMOKE DETECTION (ASD) / VESDA REMOTE TERMINALS AND DISPLAYS | VSP-962-20 |  | ASP. VESDA-E RES. FILTER 20PAK | 20636
XTRALIS | ASPIRATING SMOKE DETECTION (ASD) / VESDA REMOTE TERMINALS AND DISPLAYS | VSP-963 |  | ASP. VESDA-E RES. ASPIRATOR | 6803
XTRALIS | ASPIRATING SMOKE DETECTION (ASD) / VESDA REMOTE TERMINALS AND DISPLAYS | VSP-964-03 |  | ASP. VESDA-E RES. DET. KAMMER MK3 | 25417
XTRALIS | ASPIRATING SMOKE DETECTION (ASD) / VESDA REMOTE TERMINALS AND DISPLAYS | VSP-965 |  | ASP. VESDA-E RES. ASP. KAMMER | 6470
XTRALIS | ASPIRATING SMOKE DETECTION (ASD) / VESDA REMOTE TERMINALS AND DISPLAYS | VSP-966 |  | VESDA-E FRT DEKSEL VEU-A00 | 8654
XTRALIS | ASPIRATING SMOKE DETECTION (ASD) / VESDA REMOTE TERMINALS AND DISPLAYS | VSP-967 |  | VESDA-E VEU-A10 FRONT COVER 3.5" DISPLAY | 16229
XTRALIS | ASPIRATING SMOKE DETECTION (ASD) / VESDA REMOTE TERMINALS AND DISPLAYS | VSP-968 |  | VESDA-E DEKSEL FR LED VEP-A00-P/1P | 5178
XTRALIS | ASPIRATING SMOKE DETECTION (ASD) / VESDA REMOTE TERMINALS AND DISPLAYS | VSP-969 |  | VESDA-E DEKSEL FR 3.5" DISP VEU-A10-P | 12395
XTRALIS | ASPIRATING SMOKE DETECTION (ASD) / VESDA REMOTE TERMINALS AND DISPLAYS | VSP-969-S |  | VESDA-E DEKSEL FR 3.5" DISP VES-A10-P | 15214
XTRALIS | ASPIRATING SMOKE DETECTION (ASD) / VESDA REMOTE TERMINALS AND DISPLAYS | VSP-970 |  | VESDA-E VEA 40 MONTASJEBRAKETT | 1006
XTRALIS | ASPIRATING SMOKE DETECTION (ASD) / VESDA REMOTE TERMINALS AND DISPLAYS | VSP-971 |  | VEA-40 SMOKE SENSOR MODULE | 25380
XTRALIS | ASPIRATING SMOKE DETECTION (ASD) / VESDA REMOTE TERMINALS AND DISPLAYS | VSP-972 |  | VEA FILTER | 1168
XTRALIS | ASPIRATING SMOKE DETECTION (ASD) / VESDA REMOTE TERMINALS AND DISPLAYS | VSP-973 |  | VEA PUMP | 25666
XTRALIS | ASPIRATING SMOKE DETECTION (ASD) / VESDA REMOTE TERMINALS AND DISPLAYS | VSP-974 |  | VEA ROTARY VALVE | 30169
XTRALIS | ASPIRATING SMOKE DETECTION (ASD) / VESDA REMOTE TERMINALS AND DISPLAYS | VSP-975 |  | VEA LED FRONT PANEL | 8844
XTRALIS | ASPIRATING SMOKE DETECTION (ASD) / VESDA REMOTE TERMINALS AND DISPLAYS | VSP-976 |  | VEA 3.5” DISPLAY FRONT PANEL | 12654
XTRALIS | ASPIRATING SMOKE DETECTION (ASD) / VESDA REMOTE TERMINALS AND DISPLAYS | VSP-977 |  | VESDA-E FILTER VEA PK10 | 8641
XTRALIS | ASPIRATING SMOKE DETECTION (ASD) / VESDA REMOTE TERMINALS AND DISPLAYS | VSP-978 |  | VESDA-E SPL HEAD REMOVAL KEY VEA | 602
XTRALIS | ASPIRATING SMOKE DETECTION (ASD) / VESDA REMOTE TERMINALS AND DISPLAYS | VSP-979 |  | VEA M/BORE TUBE CUTTER PAC 3 | 1203
XTRALIS | ASPIRATING SMOKE DETECTION (ASD) / VESDA SOFTWARE OPTIONS | VSW-206 |  | ASD SITE LIC PRIMARY KIT VSM4 | 28362
XTRALIS | ASPIRATING SMOKE DETECTION (ASD) / VESDA SOFTWARE OPTIONS | VSW-216 |  | ASD SITE LIC ADD KIT VSM4 | 23887
XTRALIS | ASPIRATING SMOKE DETECTION (ASD) / VESDA SOFTWARE OPTIONS | VSW-226 |  | ASD SITE LIC UPGRADE KIT VSM3 | 25531
XTRALIS | ASPIRATING SMOKE DETECTION (ASD) / VESDA SOFTWARE OPTIONS | VSW-346 |  | ASD VESDANET NETTVERK CXN | 5959
XTRALIS | ASPIRATING SMOKE DETECTION (ASD) / VESDA SOFTWARE OPTIONS | VSW-356 |  | ASD VESDANET DET CXN | 1509
XTRALIS | ASPIRATING SMOKE DETECTION (ASD) / VESDA SOFTWARE OPTIONS | VSW-366 |  | ASD DET CXN VESDA TALK/LINK | 4356
XTRALIS | ASPIRATING SMOKE DETECTION (ASD) / VESDA SOFTWARE OPTIONS | VSW-501 |  | ASD TXT-SPEECH ADD VOICE MSG | 19399
XTRALIS | ASPIRATING SMOKE DETECTION (ASD) / VESDA SOFTWARE OPTIONS | VSW-600 |  | ASD RMT NOTIF EMAIL SUPPORT | 7936
XTRALIS | ASPIRATING SMOKE DETECTION (ASD) / VESDA-E SPARES | VSP-1000 |  | VEA 6MM TIL 4MM REDUKSJONSTYKKE 10 PACK | 1359
XTRALIS | ASPIRATING SMOKE DETECTION (ASD) / VESDA-E SPARES | VSP-1001 |  | VEA 6MM TIL 6MM RETT SKJØT 10 PACK | 732
XTRALIS | ASPIRATING SMOKE DETECTION (ASD) / VESDA-E SPARES | VSP-1002 |  | VEA 4MM TO 4MM JOINER STRAIGHT 10 PACK | 1006
XTRALIS | ASPIRATING SMOKE DETECTION (ASD) / VESDA-E SPARES | VSP-1003 |  | VESDA-E JOINER RT ANGLE 6MM-6MM VEA | 836
XTRALIS | ASPIRATING SMOKE DETECTION (ASD) / VESDA-E SPARES | VSP-1004 |  | VESDA-E JOINER RT ANGLE 4MM-4MM VEA | 1151
XTRALIS | ASPIRATING SMOKE DETECTION (ASD) / VESDA-E SPARES | VSP-1005 |  | VESDA-E 4-6mm SPL PT TUBE CONVERTER VEA | 1506
XTRALIS | ASPIRATING SMOKE DETECTION (ASD) / VESDA-E SPARES | VSP-1006 |  | VESDA-E VOL CHAMBER VEA | 4638
XTRALIS | ASPIRATING SMOKE DETECTION (ASD) / VESDA-E SPARES | VSP-1007 |  | VESDA-E SS SPL PT VEA INSTAL VERKTØY | 1111
XTRALIS | ASPIRATING SMOKE DETECTION (ASD) / VESDA-E SPARES | VSP-1008 |  | VESDA-E SS SPL PT VEA DUCT KIT | 1111
XTRALIS | ASPIRATING SMOKE DETECTION (ASD) / VESDA-E SPARES | VSP-1010 |  | VESDA-E REL PCA KIT VEA | 22048
XTRALIS | ASPIRATING SMOKE DETECTION (ASD) / VESDA-E SPARES | VSP-980-B |  | VESDA-E VEA 6MM SVART INNFELT ASP. PUNKT | 308
XTRALIS | ASPIRATING SMOKE DETECTION (ASD) / VESDA-E SPARES | VSP-980-B22 |  | VESDA-E VEA 6MM INF. SUGEDYSE 22 STK SVART | 5943
XTRALIS | ASPIRATING SMOKE DETECTION (ASD) / VESDA-E SPARES | VSP-980-ST |  | VESDA-E SS SPL PT VEA | 2547
XTRALIS | ASPIRATING SMOKE DETECTION (ASD) / VESDA-E SPARES | VSP-980-W |  | VESDA-E VEA 6MM INF. KAPILER SUGEDYSE | 196
XTRALIS | ASPIRATING SMOKE DETECTION (ASD) / VESDA-E SPARES | VSP-980-W22 |  | VESDA-E VEA 6MM INF. SUGEDYSE (22 STK.) | 3448
XTRALIS | ASPIRATING SMOKE DETECTION (ASD) / VESDA-E SPARES | VSP-981-B |  | VESDA-E VEA 4MM SVART INNFELT ASP. PUNKT | 308
XTRALIS | ASPIRATING SMOKE DETECTION (ASD) / VESDA-E SPARES | VSP-981-B22 |  | VESDA-E VEA 4MM SVART INNFELT ASP. PUNKT 22PK | 5943
XTRALIS | ASPIRATING SMOKE DETECTION (ASD) / VESDA-E SPARES | VSP-981-W |  | VESDA-E VEA 4MM INF. SUGEDYSE | 196
XTRALIS | ASPIRATING SMOKE DETECTION (ASD) / VESDA-E SPARES | VSP-981-W22 |  | VESDA-E VEA 4MM INF. SUGEDYSE (22 STK.) | 3448
XTRALIS | ASPIRATING SMOKE DETECTION (ASD) / VESDA-E SPARES | VSP-982-B |  | VESDA-E VEA 6MM SVART UTEPÅLIG ASP.PUNKT | 308
XTRALIS | ASPIRATING SMOKE DETECTION (ASD) / VESDA-E SPARES | VSP-982-B22 |  | VESDA-E VEA 6MM SVART UTEPÅLIG ASP.PUNKT 22PK | 5943
XTRALIS | ASPIRATING SMOKE DETECTION (ASD) / VESDA-E SPARES | VSP-982-W |  | VESDA-E VEA 6MM HVIT UTEPÅLIG ASP. PUNKT | 196
XTRALIS | ASPIRATING SMOKE DETECTION (ASD) / VESDA-E SPARES | VSP-982-W22 |  | VESDA-E VEA 6MM HVIT UTEPÅLIG ASP. PUNKT 22PK | 3616
XTRALIS | ASPIRATING SMOKE DETECTION (ASD) / VESDA-E SPARES | VSP-983-B |  | VESDA-E VEA 4MM SVART UTEPÅLIG ASP.PUNKT | 308
XTRALIS | ASPIRATING SMOKE DETECTION (ASD) / VESDA-E SPARES | VSP-983-B22 |  | VESDA-E VEA 4MM SVART UTEPÅLIG ASP.PUNKT 22PK | 5943
XTRALIS | ASPIRATING SMOKE DETECTION (ASD) / VESDA-E SPARES | VSP-983-W |  | VESDA-E VEA 4MM HVIT UTEPÅLIG ASP. PUNKT | 196
XTRALIS | ASPIRATING SMOKE DETECTION (ASD) / VESDA-E SPARES | VSP-983-W22 |  | VESDA-E VEA 4MM HVIT UTEPÅLIG ASP. PUNKT 22PK | 3616
XTRALIS | ASPIRATING SMOKE DETECTION (ASD) / VESDA-E SPARES | VSP-990-330 |  | VESDA-E TUBE 6MM MICROBORE 330FT UL VEA | 1908
XTRALIS | ASPIRATING SMOKE DETECTION (ASD) / VESDA-E SPARES | VSP-991 |  | VESDA-E VEA 4MM FLEKS. RØR (152 MTR.) | 3284
XTRALIS | ASPIRATING SMOKE DETECTION (ASD) / VESDA-E SPARES | VSP-998 |  | VEA BLANKING PLUG 6MM 50 PACK | 853
XTRALIS | ASPIRATING SMOKE DETECTION (ASD) / WHITE PIPE & PIPE ACCESSORIES | 059-001-W |  | ASP. NEDSTIKK-KIT FLAT FOR HVITE 25MM RØR | 219
XTRALIS | ASPIRATING SMOKE DETECTION (ASD) / WHITE PIPE & PIPE ACCESSORIES | 059-007-W |  | ASP. NEDSTIKK-KIT KON FOR HVITE 25MM RØR | 219
XTRALIS | ASPIRATING SMOKE DETECTION (ASD) / WHITE PIPE & PIPE ACCESSORIES | PIP-001-W |  | 25 MM ABS ASP. RØR - 3 MTR., HVIT 20PK | 2576
XTRALIS | ASPIRATING SMOKE DETECTION (ASD) / WHITE PIPE & PIPE ACCESSORIES | PIP-002-W |  | 25 MM SKJØTEMUFFE FOR RØR, HVIT 10 PAK | 83
XTRALIS | ASPIRATING SMOKE DETECTION (ASD) / WHITE PIPE & PIPE ACCESSORIES | PIP-003-W |  | 25MM SKJØTEMUFFE SKRU HVIT 10 PAK | 982
XTRALIS | ASPIRATING SMOKE DETECTION (ASD) / WHITE PIPE & PIPE ACCESSORIES | PIP-004-W |  | 25MM SKJØTEADAPTER TIL 3/4" HVIT 10 PAK | 231
XTRALIS | ASPIRATING SMOKE DETECTION (ASD) / WHITE PIPE & PIPE ACCESSORIES | PIP-005-W |  | 25 MM 90 GR. BEND FOR ASP. RØR, HVIT 10PK | 618
XTRALIS | ASPIRATING SMOKE DETECTION (ASD) / WHITE PIPE & PIPE ACCESSORIES | PIP-006-W |  | 25 MM 45° BEND FOR ASP. RØR, HVIT, 10PK | 370
XTRALIS | ASPIRATING SMOKE DETECTION (ASD) / WHITE PIPE & PIPE ACCESSORIES | PIP-007-W |  | 25 MM ENDEPLUGG FOR ASP. RØR, HVIT | 151
XTRALIS | ASPIRATING SMOKE DETECTION (ASD) / WHITE PIPE & PIPE ACCESSORIES | PIP-008-W |  | 25 MM T-STYKKE FOR ASP. RØR, HVIT | 612
XTRALIS | ASPIRATING SMOKE DETECTION (ASD) / WHITE PIPE & PIPE ACCESSORIES | PIP-009-W |  | 25 MM FESTEKLAMMER FOR ASP. RØR, HVIT | 246
XTRALIS | ASPIRATING SMOKE DETECTION (ASD) / WHITE PIPE & PIPE ACCESSORIES | PIP-018-W |  | 25 MM ASPIRASJON TEST PUNKT SMOKE HVIT | 96
XTRALIS | ASPIRATING SMOKE DETECTION (ASD) / WHITE PIPE & PIPE ACCESSORIES | PIP-021-W |  | 25 MM FLEKSIBELT RØR, 1 MTR. HVIT | 586
XTRALIS | ASPIRATING SMOKE DETECTION (ASD) / WHITE PIPE & PIPE ACCESSORIES | PIP-026-W |  | 25 MM FLEKSIBELT RØR, 30 CM HVIT | 231
XTRALIS | ASPIRATING SMOKE DETECTION (ASD) / WHITE PIPE & PIPE ACCESSORIES | PIP-033-W |  | 25 MM INSPEKSJONS GLASS M/KONDENSUTSKILLER | 340
XTRALIS | ECO Single Gas Replacement Cartridge | ECO-SC-31 |  | ECO SENS CRTG O2 0-25%V/V | 12291
XTRALIS | Li-Ion Tamer | LT-ACC-BKT-PK5 |  | SENSORMONTERINGSSETT RESERVE - 5BKT 10NUT | 1629
XTRALIS | Li-Ion Tamer | LT-ACC-CCL-1 |  | 1' KONTROLLENHET DAISY CHAIN KABLE (RJ45 GRÅ) | 169
XTRALIS | Li-Ion Tamer | LT-ACC-CCL-100 |  | 100' KONTROLLENHET DAISY CHAIN KABLE (RJ45 GRÅ) | 1787
XTRALIS | Li-Ion Tamer | LT-ACC-CCL-25 |  | 25' KONTROLLENHET DAISY CHAIN KABLE (RJ45 GRÅ) | 532
XTRALIS | Li-Ion Tamer | LT-ACC-CCL-3 |  | 3' KONTROLLENHET DAISY CHAIN KABLE (RJ45 GRÅ) | 207
XTRALIS | Li-Ion Tamer | LT-ACC-CCL-50 |  | 50' KONTROLLENHET DAISY CHAIN KABLE (RJ45 GRÅ) | 832
XTRALIS | Li-Ion Tamer | LT-ACC-DCL |  | 10' DIGITAL UTGANGSKABEL | 1798
XTRALIS | Li-Ion Tamer | LT-ACC-IPA |  | MODBUS TCP/IP ADAPTER | 14363
XTRALIS | Li-Ion Tamer | LT-ACC-MCL-100 |  | 100' OVERVÅKNINGSSENSORKABEL (RJ45 SVART) | 1798
XTRALIS | Li-Ion Tamer | LT-ACC-MCL-25 |  | 25' OVERVÅKNINGSSENSORKABEL (RJ45 SVART) | 447
XTRALIS | Li-Ion Tamer | LT-ACC-MCL-50 |  | 50' OVERVÅKNINGSSENSORKABEL (RJ45 SVART) | 832
XTRALIS | Li-Ion Tamer | LT-ACC-OEM |  | OEM BOARD | 12070
XTRALIS | Li-Ion Tamer | LT-ACC-PCL |  | 10' STRØMKABEL | 832
XTRALIS | Li-Ion Tamer | LT-ACC-RCL-100 |  | 100' REFERANSESENSORKABEL (RJ45 BLÅ) | 1798
XTRALIS | Li-Ion Tamer | LT-ACC-RCL-25 |  | 25' REFERANSESENSORKABEL (RJ45 BLÅ) | 447
XTRALIS | Li-Ion Tamer | LT-ACC-RCL-50 |  | 50' REFERANSESENSORKABEL (RJ45 BLÅ) | 832
XTRALIS | Li-Ion Tamer | LT-ACC-RLY |  | FORM C RELE | 1747
XTRALIS | Li-Ion Tamer | LT-ACC-TST |  | DEC BUMP TEST FLASKE | 2958
XTRALIS | Li-Ion Tamer | LT-CTR-C-HON |  | KOMBINERT KONTROLLENHET - HONEYWELL | 40228
XTRALIS | Li-Ion Tamer | LT-SEN-M |  | OVERVÅKINGSSENSOR | 12070
XTRALIS | Li-Ion Tamer | LT-SEN-R |  | REFERANSESENSOR | 12070
XTRALIS | OSID DETECTORS | OSE-HP-01 |  | LINJED. OSID OSE-SP S.HØY.EFF. BATTERI | 3429
XTRALIS | OSID DETECTORS | OSE-HPW |  | LINJEDET. OSID OSE-HPW S.HØY EFF 24VDC | 3601
XTRALIS | OSID DETECTORS | OSE-SP-01 |  | LINJED. OSID OSE-SP S.NOR.EFF. BATTERI | 3601
XTRALIS | OSID DETECTORS | OSE-SPW |  | LINJED. OSID OSE-SPW S.NOR.EFF. 24VDC | 3601
XTRALIS | OSID DETECTORS | OSI-10 |  | LINJEDET. OSID OSI-10 MOTT. 7°, 24VDC | 7419
XTRALIS | OSID DETECTORS | OSI-90 |  | LINJEDET. OSID OSI-90 MOTT. 80°, 24VDC | 7668
XTRALIS | OSID DETECTORS | OSI-RE-SS |  | CONVENTIONAL BEAM EN | 9346
XTRALIS | OSID DETECTORS | VKT-301 |  | OSID-DE DEMO SETT | 22263
XTRALIS | OSID-DE ACCESSORIES | OSEH-ACF |  | LINJEDET. OSID KOND. FILM F. HUS | 7437
XTRALIS | OSID-DE ACCESSORIES | OSE-RBA |  | LINJEDET. OSID RES. BATTERI | 2686
XTRALIS | OSID-DE ACCESSORIES | OSID-EHE |  | LINJE OSID SENDERKABINETT IP66 | 2311
XTRALIS | OSID-DE ACCESSORIES | OSID-EHI |  | LINJE OSID MOTTAKERKABINETT IP66 | 2919
XTRALIS | OSID-DE ACCESSORIES | OSID-INST |  | LINJED. OSID INST. KIT, INKL. LASERSIKTE | 3050
XTRALIS | OSID-DE ACCESSORIES | OSID-WG |  | LINJEDET. OSID BESKYTTELSESGITTER | 668
XTRALIS | OSID-DE ACCESSORIES | OSP-001 |  | LINJEDET. OSID KABEL INST. 1,5M | 814
XTRALIS | OSID-DE ACCESSORIES | OSP-002 |  | LINJEDET. OSID LASERSIKTE | 1121
XTRALIS | OSID-DE ACCESSORIES | OSP-003 |  | OSID AKRYL TEST FILTER PK10 | 1064
XTRALIS | OSID-DE ACCESSORIES | RTS151 KIT |  | LINJEDET. RESET SETT PÅVEGG | 1353
XTRALIS | OSID-DE ACCESSORIES | RTS151KEY |  | LINJEDET. RESET INNFELT | 1121
XTRALIS | OSID-RE ACCESSORIES | BEAMHKR |  | HEATER KIT FOR REFLECTOR P | 4352
XTRALIS | OSID-RE ACCESSORIES | OSP-004 |  | OSID-RE TESTFILTER | 1975
XTRALIS | VESDA Sensepoint XCL GAS Detectors for VEA | XCL-COVER |  | VESDA SENS DEKSEL M/PAKKNING SP XCL | 967
XTRALIS | VESDA Sensepoint XCL GAS Detectors for VEA | XCL-FILTER |  | VESDA FILTER ERSTA. SP XCL PK10 | 2312
XTRALIS | VESDA Sensepoint XCL GAS Detectors for VEA | XCL-VEA-CAL |  | VESDA CAP CAL/FLOW SP XCL | 1196
XTRALIS | VESDA Sensepoint XCL GAS Detectors for VEA | XCL-VEA-CH4-RA |  | VESDA CH4 0-100%LEL 4-20MA REL XCL VEA | 18864
XTRALIS | VESDA Sensepoint XCL GAS Detectors for VEA | XCL-VEA-CH4-RA-5 |  | VESDA CH4 0-100%LEL 4-20MA REL XCL VEA | 60788
XTRALIS | VESDA Sensepoint XCL GAS Detectors for VEA | XCL-VEA-CH4-RM |  | VESDA CH4 0-100%LEL MODBUS REL XCL VEA | 19960
XTRALIS | VESDA Sensepoint XCL GAS Detectors for VEA | XCL-VEA-CO2PP-RA |  | VESDA CO2 5000PPM 4-20MA REL XCL VEA | 33238
XTRALIS | VESDA Sensepoint XCL GAS Detectors for VEA | XCL-VEA-CO2PP-RM |  | VESDA CO2 5000PPM MODBUS REL XCL VEA | 35270
XTRALIS | VESDA Sensepoint XCL GAS Detectors for VEA | XCL-VEA-CO2VV-RA |  | VESDA CO2 5% V/V 4-20MA REL XCL VEA | 33238
XTRALIS | VESDA Sensepoint XCL GAS Detectors for VEA | XCL-VEA-CO2VV-RM |  | VESDA CO2 5% V/V MODBUS REL XCL VEA | 35270
XTRALIS | VESDA Sensepoint XCL GAS Detectors for VEA | XCL-VEA-CO-RA |  | VESDA CO 300PPM 4-20MA REL VEA | 18864
XTRALIS | VESDA Sensepoint XCL GAS Detectors for VEA | XCL-VEA-CO-RA-5 |  | VESDA CO 300PPM 4-20MA REL XCL VEA | 69471
XTRALIS | VESDA Sensepoint XCL GAS Detectors for VEA | XCL-VEA-CO-RM |  | VESDA CO 300PPM MODBUS REL XCL VEA | 19960
XTRALIS | VESDA Sensepoint XCL GAS Detectors for VEA | XCL-VEA-H2-RA |  | VESDA H2 1000PPM 4-20MA REL XCL VEA | 33238
XTRALIS | VESDA Sensepoint XCL GAS Detectors for VEA | XCL-VEA-H2-RA-5 |  | VESDA H2 1000PPM 4-20mA REL XCL VEA | 96591
XTRALIS | VESDA Sensepoint XCL GAS Detectors for VEA | XCL-VEA-H2-RM |  | VESDA H2 1000PPM MODBUS REL XCL VEA | 35270
XTRALIS | VESDA Sensepoint XCL GAS Detectors for VEA | XCL-VEA-TUB |  | VESDA TUBING INTF SP XCL | 458
XTRALIS | VESDA Sensepoint XCL GAS Detectors for VESDA 25MM | XCL-LB-CAP |  | SPARE FLOW CAP | 1577
XTRALIS | VESDA Sensepoint XCL GAS Detectors for VESDA 25MM | XCL-LB-CH4-RA |  | FLAMMABLE 100 %LEL, MA RELAYS | 27345
XTRALIS | VESDA Sensepoint XCL GAS Detectors for VESDA 25MM | XCL-LB-CH4-RM |  | FLAMMABLE 100 %LEL, MODBUS RELAYS | 29093
XTRALIS | VESDA Sensepoint XCL GAS Detectors for VESDA 25MM | XCL-LB-CO2PP-RA |  | CO2 5,000 PPM, MA RELAYS | 42947
XTRALIS | VESDA Sensepoint XCL GAS Detectors for VESDA 25MM | XCL-LB-CO2PP-RM |  | CO2 5,000 PPM, MODBUS RELAYS | 45685
XTRALIS | VESDA Sensepoint XCL GAS Detectors for VESDA 25MM | XCL-LB-CO2VV-RA |  | CO2 5.0 %V/V, MA RELAYS | 42947
XTRALIS | VESDA Sensepoint XCL GAS Detectors for VESDA 25MM | XCL-LB-CO2VV-RM |  | CO2 5.0 %V/V, MODBUS RELAYS | 45685
XTRALIS | VESDA Sensepoint XCL GAS Detectors for VESDA 25MM | XCL-LB-CO-RA |  | CO 300PPM, MA RELAYS | 23904
XTRALIS | VESDA Sensepoint XCL GAS Detectors for VESDA 25MM | XCL-LB-CO-RM |  | CO 300PPM, MODBUS RELAYS | 24647
XTRALIS | VESDA Sensepoint XCL GAS Detectors for VESDA 25MM | XCL-LB-COV-1 |  | SPARE SENSOR COVER - LEL NH3 CO2 | 873
XTRALIS | VESDA Sensepoint XCL GAS Detectors for VESDA 25MM | XCL-LB-COV-2 |  | SPARE SENSOR COVER - CO O2 H2S H2 NO2 | 873
XTRALIS | VESDA Sensepoint XCL GAS Detectors for VESDA 25MM | XCL-LB-ELB |  | XCL LARGE BORE 60° PIPE ELBOW, 4 PK | 1317
XTRALIS | VESDA Sensepoint XCL GAS Detectors for VESDA 25MM | XCL-LB-FLT-1 |  | SPARE FILTER - LEL NH3 CO2 10 PK | 2686
XTRALIS | VESDA Sensepoint XCL GAS Detectors for VESDA 25MM | XCL-LB-FLT-2 |  | SPARE FILTER - CO O2 H2S H2 NO2 10 PK | 2686
XTRALIS | VESDA Sensepoint XCL GAS Detectors for VESDA 25MM | XCL-LB-H2-RA |  | H2 1000PPM, MA RELAYS | 35817
XTRALIS | VESDA Sensepoint XCL GAS Detectors for VESDA 25MM | XCL-LB-H2-RM |  | H2 1000PPM, MODBUS RELAYS | 37107
XTRALIS | VESDA Sensepoint XCL GAS Detectors for VESDA 25MM | XCL-LB-H2S-RA |  | H2S 50PPM, MA RELAYS | 31373
XTRALIS | VESDA Sensepoint XCL GAS Detectors for VESDA 25MM | XCL-LB-H2S-RM |  | H2S 50PPM, MODBUS RELAYS | 31373
XTRALIS | VESDA Sensepoint XCL GAS Detectors for VESDA 25MM | XCL-LB-NH3-RA |  | NH3 100PPM, MA RELAYS | 38347
XTRALIS | VESDA Sensepoint XCL GAS Detectors for VESDA 25MM | XCL-LB-NH3-RM |  | NH3 100PPM, MODBUS RELAYS | 40782
XTRALIS | VESDA Sensepoint XCL GAS Detectors for VESDA 25MM | XCL-LB-NO2-RA |  | NO2 20PPM, MA RELAYS | 24400
XTRALIS | VESDA Sensepoint XCL GAS Detectors for VESDA 25MM | XCL-LB-NO2-RM |  | NO2 20PPM, MODBUS RELAYS | 25964
XTRALIS | VESDA Sensepoint XCL GAS Detectors for VESDA 25MM | XCL-LB-O2-RA |  | OXYGEN 0 TO 25 %V/V, MA RELAYS | 23879
XTRALIS | VESDA Sensepoint XCL GAS Detectors for VESDA 25MM | XCL-LB-O2-RM |  | OXYGEN 0 TO 25 %V/V, MODBUS RELAYS | 24126
XTRALIS | VESDA Sensepoint XCL GAS Detectors for VESDA 25MM | XCL-M20-CG |  | VESDA CABLE GLAND SP XCL PK10 | 990
XTRALIS | VESDA Sensepoint XCL GAS Detectors for VESDA 25MM | XCL-SC-CH4 |  | VESDA RPL SENS CH4 0-100% LEL SP XCL | 4208
XTRALIS | VESDA Sensepoint XCL GAS Detectors for VESDA 25MM | XCL-SC-CO2PP |  | VESDA RPL SENS CO2 5000PPM SP XCL | 6292
XTRALIS | VESDA Sensepoint XCL GAS Detectors for VESDA 25MM | XCL-SC-CO2VV |  | VESDA RPL SENS CO2 5% V/V SP XCL | 6292
XTRALIS | VESDA Sensepoint XCL GAS Detectors for VESDA 25MM | XCL-SC-H2S |  | VESDA SENSEPT XCL CABLE GLANDSPACK OF 10 | 2841
XTRALIS | VESDA Sensepoint XCL GAS Detectors for VESDA 25MM | XCL-SC-NH3 |  | VESDA SENSEPNT XCL REPLCSENSORCH4 0-100% LEL | 5084
XTRALIS | VESDA Sensepoint XCL GAS Detectors for VESDA 25MM | XCL-SC-NO2 |  | VESDA SENSEPNT XCL REPLCSENSORCO2 5000PPM | 4250
XTRALIS | VESDA Sensepoint XCL GAS Detectors for VESDA 25MM | XCL-SC-O2 |  | VESDA SENSEPNT XCL REPLCSENSORCO2 5% V/V | 2841
XTRALIS | VESDA Sensepoint XCL GAS Detectors for VESDA 25MM | XCL-XRL-SC-CO |  | VESDA RPL SENS CO 300PPM XCL/XRL | 2806
XTRALIS | VESDA Sensepoint XCL GAS Detectors for VESDA 25MM | XCL-XRL-SC-H2 |  | VESDA RPL SENS H2 1000PPM XCL/XRL | 4208

## Programmering (hidden)
NB: Hvis du ønsker ekspresslevering, vær så snill å høre med ordrekontoret fordi de må sjekke om det er mulig for bestillingen din! Ekspresslevering koster ekstra avhengig av leveringsadresse, pakkens størrelse og vekt. Det er ikke mulig å levere batterier eller veldig store produkter (f.eks. rør) på den måten.
Det sendes en SMS-melding til kontaktperson når bestillingen er klar til å hentes. Lageradresse: Syretårnet 27, 3048 Drammen.